## ALL
Line Segment | [14 empty] | CIPP Year
Line Segment | Basin | Pipe Length | Pipe Material | Pipe Size | Street Address Upstream | City | Critical Rating | Slope | Year Built | As Built Reference | Surface Code | Lining Material | Comments |  |  | Useful Life | Age | Rehab year | rehab Est$ | Year Built | Length
S-32-08-S-32-10 | AO1 | 352 | ACP | 8 | 1114 Mercer Ave | Ojai | 2 | 0 | 1972 | U-26-308 | A | CIPP | No Profile for Elevations, Lined 09/08/2015 |  | 2015 | 55 | 54 | 2065 | 42944 | 1972 | 352
S-32-06-S-32-08 | AO1 | 273 | ACP | 8 | 1122 Mercer Ave | Ojai | 2 | 0 | 1972 | U-26-308 | A | CIPP | No Profile for Elevation, Lined 09/08/2015 |  | 2015 | 55 | 54 | 2065 | 33306 | 1972 | 273
S-30-11-S-30-12 | AO1 | 352 | ACP | 16 | 1180 E Ojai Ave | Ojai | 1 | 0.00663 | 1950 | U-26-314 | A | None |  | TV 11/1/25-Needs rehab |  | 55 | 76 | 2005 | 85888 | 1950 | 352
S-30-12-S-30-13 | AO1 | 120 | ACP | 16 | 1002 E Ojai Ave | Ojai | 1 | 0.00292 | 1950 | U-26-313 | A | None |  | TV 11/1/25-Needs rehab |  | 55 | 76 | 2005 | 29280 | 1950 | 120
S-30-07-S-30-11 | AO1 | 387 | ACP | 16 | 1202 E Ojai Ave | Ojai | 1 | 0.01749 | 1950 | U-26-314 | A | None | LINE COMING IN FROM THE SOUTH IS A LATERAL TO THE FIRE STATION | TV 11/1/25-Needs rehab |  | 55 | 76 | 2005 | 94428 | 1950 | 387
S-30-15-S-30-16 | AO1 | 69 | ACP | 16 | 1002 E Ojai Ave | Ojai | 2 | 0.00754 | 1955 | U-26-313 | A | None |  | TV 11/1/25-Needs rehab |  | 55 | 71 | 2010 | 16836 | 1955 | 69
S-30-13-S-30-15 | AO1 | 160 | ACP | 16 | 1002 E Ojai Ave | Ojai | 2 | 0.00975 | 1950 | 69.00 | A | None |  | TV 11/1/25-Needs rehab |  | 55 | 76 | 2005 | 39040 | 1950 | 160
R-32-34-R-32-35 | AO3 | 248 | ACP | 8 | 1209 Park Rd | Ojai | 2 | 0 | 1972 | U-26-308 | A | CIPP | Lined 10/05/2015 |  |  | 55 | 54 | 2065 | 30256 | 1972 | 248
S-32-07-S-32-09 | AO3 | 301 | ACP | 8 | 1106 Ayers Ave | Ojai | 3 | 0 | 1972 | U-26-308 | A | CIPP | Lined 09/09/2015 |  |  | 55 | 54 | 2065 | 36722 | 1972 | 301
S-32-09-S-32-04 | AO3 | 319 | ACP | 8 | 1014 Ayers Ave | Ojai | 3 | 0 | 1959 | U-26-340 | A | CIPP | Lined 09/10/2015 |  |  | 55 | 67 | 2065 | 38918 | 1959 | 319
S-32-04-R-32-37 | AO3 | 340 | ACP | 8 | 1002 Ayers Ave | Ojai | 2 | 0.00976 | 1959 | U-26-510 | A | None |  |  |  | 55 | 67 | 2014 | 41480 | 1959 | 340
R-32-36-R-32-34 | AO3 | 229 | ACP | 8 | 922 Topaz Ct | Ojai | 2 | 0 | 1972 | U-26-308 | A | CIPP | Lined 10/14/2015 |  |  | 55 | 54 | 2065 | 27938 | 1972 | 229
R-32-35-S-32-05 | AO3 | 450 | ACP | 8 | 906 Pleasant Ave | Ojai | 2 | 0 | 1972 | U-26-308 | A | CIPP | Lined 10/13/2015 |  |  | 55 | 54 | 2065 | 54900 | 1972 | 450
S-33-02-S-32-05 | AO3 | 381 | ACP | 8 | 1214 Ayers Ave | Ojai | 2 | 0 | 1972 | U-26-308 | A | CIPP | Lined 09/08/2015 |  |  | 55 | 54 | 2065 | 46482 | 1972 | 381
S-32-05-S-32-07 | AO3 | 336 | ACP | 8 | 1118 Ayers Ave | Ojai | 3 | 0 | 1972 | U-26-308 | A | CIPP | Lined 09/09/2015 |  |  | 55 | 54 | 2065 | 40992 | 1972 | 336
S-32-13-S-32-04 | AO3 | 70 | ACP | 8 | 1001 Mountain View Ave | Ojai | 3 | 0 | 1959 | U-26-310 | A | None |  |  |  | 55 | 67 | 2014 | 8540 | 1959 | 70
P-31-03-P-31-10 | A10 | 372.76 | ACP | 8 | 313 Raymond St | Ojai | 3 | 0.00592 | 1961 | U-26-52 | A | CIPP |  |  |  | 55 | 65 | 2065 | 45476.72 | 1961 | 372.76
P-31-04-P-31-08 | A10 | 290.5 | ACP | 8 | 310 Mckee St | Ojai | 2 | 0.00594 | 1961 | U-26-52 | A | CIPP |  |  |  | 55 | 65 | 2065 | 35441 | 1961 | 290.5
P-31-05-P-31-06 | A10 | 318.78 | ACP | 8 | 611 Emily St | Ojai | 3 | 0.04282 | 1961 | U-26-51 | A | CIPP |  |  |  | 55 | 65 | 2065 | 38891.16 | 1961 | 318.78
P-31-06-P-31-12 | A10 | 188.18 | ACP | 8 | 309 W Summer St | Ojai | 2 | 0.00245 | 1961 | U-26-51 | A | CIPP |  |  |  | 55 | 65 | 2065 | 22957.96 | 1961 | 188.18
G-21-SALS2-G-21-04 | BO4 | 518 | ACP | 4 | 920 SANTA ANA BLVD | Oak View | 1 |  | 1984 | U-26-58-59 | A | CIPP | THIS LINE IS A FORCE MAIN FOR SANTA ANA PUMP STA.#2 |  |  | 55 | 42 | 2065 | 207200 | 1984 | 518
G-22-14-G-21-05 | BO4 | 301.9 | ACP | 24 | 789 SANTA ANA BLVD | Oak View | 1 | 1.83043 | 1964 | U-26-332 | G | CIPP | LINE ENTERING MH G-22-14 FROM E. IS A MAINLINE EXTENSION | 2025 CIPP |  | 55 | 62 | 2065 | 110495.4 | 1964 | 301.9
G-22-13-G-22-14 | BO4 | 381 | ACP | 24 | 33 CHAPARRAL RD | Oak View | 1 | 0.01185 | 1964 | U-26-332 | G | CIPP | At176.6' there is a repair to 186.8' | 2025 CIPP |  | 55 | 62 | 2065 | 139446 | 1964 | 381
G-21-05-G-21-07 | BO4 | 35 | ACP | 18 | 783 SANTA ANA BLVD | Oak View | 1 | 0 | 1964 | U-26-332 | A | CIPP | MH G-21-07 IS A METERING MANHOLE WITH A 12" MANHOLE FLUME PERMITTELY INSTALLED there is 21.4' of VCP and 10.6' of PVC. | 2025 CIPP |  | 55 | 62 | 2065 | 9607.5 | 1964 | 35
G-23-15-G-23-02 | BO4 | 306 | ACP | 18 | 479 BURNHAM RD | Oak View | 1 | 0.02 | 1964 | U-26-334 | L | CIPP |  | CIPP 2024-13 |  | 55 | 62 | 2065 | 83997 | 1964 | 306
G-22-08-G-22-13 | BO4 | 228.3 | ACP | 24 | 157 BURNHAM RD | Oak View | 2 | 0 | 1964 | U-26-332 | G | CIPP | 48' CONCRETE ENCASEMENT | 2025 CIPP |  | 55 | 62 | 2065 | 83557.8 | 1964 | 228.3
G-22-07-G-22-08 | BO4 | 26.7 | ACP | 24 | 157 BURNHAM RD | Oak View | 2 | 0.00545 | 1964 | U-26-332 | A | CIPP |  | 2025 CIPP |  | 55 | 62 | 2065 | 9772.2 | 1964 | 26.7
G-22-05-G-22-07 | BO4 | 318.9 | ACP | 21 | 165 BURNHAM RD | Oak View | 2 | 0 | 1964 | U-26-333 | A | CIPP |  | CIPP 2024-13 |  | 55 | 62 | 2065 | 102127.725 | 1964 | 318.9
G-22-01-G-22-02 | BO4 | 328.6 | ACP | 21 | 277 BURNHAM RD | Oak View | 2 | 0.01276 | 1964 | U-26-333 | A | CIPP | 40' CONCRETE ENCASEMENT | CIPP 2024-13 |  | 55 | 62 | 2065 | 105234.15 | 1964 | 328.6
G-22-02-G-22-03 | BO4 | 301 | ACP | 21 | 255 BURNHAM RD | Oak View | 2 | 0.0095 | 1964 | U-26-333 | A | CIPP |  | CIPP 2024-13 |  | 55 | 62 | 2065 | 96395.25 | 1964 | 301
G-22-03-G-22-05 | BO4 | 332.7 | ACP | 21 | 213 BURNHAM RD | Oak View | 2 | 0.01565 | 1964 | U-26-333 | A | CIPP |  | CIPP 2024-13 |  | 55 | 62 | 2065 | 106547.175 | 1964 | 332.7
G-23-02-G-23-03 | BO4 | 302.7 | ACP | 18 | 396 BURNHAM RD | Oak View | 2 | 0.0197 | 1964 | U-26-334 | A | CIPP | PIPE DIA.IS 18''COMING INTO MH G-23-03 AND 21''GOING OUT | CIPP 2024-13 |  | 55 | 62 | 2065 | 83091.15 | 1964 | 302.7
G-23-03-G-23-04 | BO4 | 225.5 | ACP | 21 | 409 BURNHAM RD | Oak View | 2 | 0.00951 | 1964 | U-26-334 | A | CIPP |  | CIPP 2024-13 |  | 55 | 62 | 2065 | 72216.375 | 1964 | 225.5
G-23-04-G-23-05 | BO4 | 252 | ACP | 21 | 385 BURNHAM RD | Oak View | 2 | 0.00949 | 1964 | U-26-334 | A | CIPP |  | CIPP 2024-13 |  | 55 | 62 | 2065 | 80703 | 1964 | 252
G-23-05-G-23-06 | BO4 | 139.1 | ACP | 21 | 348 BURNHAM RD | Oak View | 2 | 0.01551 | 1964 | U-26-334 | A | CIPP |  | CIPP 2024-13 |  | 55 | 62 | 2065 | 44546.775 | 1964 | 139.1
G-23-06-G-23-07 | BO4 | 225.5 | ACP | 21 | 336 BURNHAM RD | Oak View | 2 | 0.01053 | 1964 | U-26-334 | A | CIPP |  | CIPP 2024-13 |  | 55 | 62 | 2065 | 72216.375 | 1964 | 225.5
G-23-07-G-23-08 | BO4 | 77.9 | ACP | 21 | 301 BURNHAM RD | Oak View | 2 | 0.02642 | 1964 | U-26-334 | A | CIPP |  | CIPP 2024-13 |  | 55 | 62 | 2065 | 24947.475 | 1964 | 77.9
G-23-08-G-22-01 | BO4 | 290 | ACP | 21 | 301 BURNHAM RD | Oak View | 2 | 0.02268 | 1964 | U-26-333,U-26-333-A | A | CIPP |  | CIPP 2024-13 |  | 55 | 62 | 2065 | 92872.5 | 1964 | 290
H-23-01-G-23-01 | BO4 | 301 | ACP | 18 | 548 BURNHAM RD | Oak View | 2 | 0.01551 | 1964 | U-26-335 | A | CIPP |  | CIPP 2024-13 |  | 55 | 62 | 2065 | 82624.5 | 1964 | 301
H-24-01-H-24-02 | BO4 | 221.7 | ACP | 18 | BURNHAM RD | Oak View | 2 | 0.01786 | 1964 | U-26-336 | G | CIPP | EASEMENT | CIPP 2024-14 |  | 55 | 62 | 2065 | 60856.65 | 1964 | 221.7
H-24-02-H-24-03 | BO4 | 80.6 | ACP | 18 | 558 BURNHAM RD | Oak View | 2 | 0.0145 | 1964 | U-26-336 | G | CIPP | EASEMENT | CIPP/PVC 2024-11 |  | 55 | 62 | 2065 | 22124.7 | 1964 | 80.6
H-24-03-H-24-04 | BO4 | 335 | ACP | 21 | 558 BURNHAM RD | Oak View | 2 | 0.01387 | 1964 | U-26-336 | A | CIPP |  | CIPP 2024-13 |  | 55 | 62 | 2065 | 107283.75 | 1964 | 335
H-24-04-H-24-05 | BO4 | 304.1 | ACP | 21 | 655 BURNHAM RD | Oak View | 2 | 0.01179 | 1964 | U-26-336 | A | CIPP |  | CIPP 2024-13 |  | 55 | 62 | 2065 | 97388.025 | 1964 | 304.1
H-24-07-H-24-08 | BO4 | 229.5 | ACP | 21 | 655 BURNHAM RD | Oak View | 2 | 0.01714 | 1964 | U-26-335 | A | CIPP | RANCHO DEL REY PRIVATE LINES ENTER AT H-24-07 FROM THE WEST | CIPP 2024-13 |  | 55 | 62 | 2065 | 73497.375 | 1964 | 229.5
H-24-08-H-23-01 | BO4 | 291.2 | ACP | 21 | 578 BURNHAM RD | Oak View | 2 | 0.01497 | 1964 | U-26-335 | A | CIPP |  | CIPP 2024-13 |  | 55 | 62 | 2065 | 93256.8 | 1964 | 291.2
H-25-01-H-25-02 | BO4 | 405.2 | ACP | 18 | 578 BURNHAM RD | Oak View | 2 | 0.0206 | 1964 | U-26-337,U-26-338 | A | None |  | above siphon; Dr Deckers |  | 55 | 62 | 2019 | 111227.4 | 1964 | 405.2
H-25-02-H-25-04 | BO4 | 238.7 | ACP | 21 | 2430 BURNHAM RD | Oak View | 2 | 0.00597 | 1964 | U-26-337 | G | None | EASEMENT | above siphon; Dr Deckers |  | 55 | 62 | 2019 | 76443.675 | 1964 | 238.7
H-25-04-H-25-06 | BO4 | 127 | ACP | 21 | 2455 BURNHAM RD | Oak View | 2 | 0.00603 | 1964 | U-26-337 | G | None | EASEMENT | above siphon; Dr Deckers |  | 55 | 62 | 2019 | 40671.75 | 1964 | 127
H-25-06-H-25-07 | BO4 | 305.7 | ACP | 21 | 2455 BURNHAM RD | Oak View | 2 | 0.0094 | 1964 | U-26-337 | G | None | EASEMENT | above siphon; Dr Deckers |  | 55 | 62 | 2019 | 97900.425 | 1964 | 305.7
H-25-07-H-25-08 | BO4 | 379.6 | ACP | 21 | 2475 BURNHAM RD | Oak View | 2 | 0.01168 | 1964 | U-26-337 | G | CIPP | EASEMENT | 2022-06 |  | 55 | 62 | 2065 | 121566.9 | 1964 | 379.6
H-25-08-H-25-09 | BO4 | 325.1 | ACP | 21 | 2475 BURNHAM RD | Oak View | 2 | 0.00951 | 1964 | U-26-336,U-26-337 | G | CIPP | EASEMENT | 2024-13 |  | 55 | 62 | 2065 | 104113.275 | 1964 | 325.1
H-25-09-H-24-01 | BO4 | 217.1 | ACP | 18 | 2475 BURNHAM RD | Oak View | 2 | 0.01982 | 1964 | U-26-336 | G | CIPP | EASEMENT | 2024-14 |  | 55 | 62 | 2065 | 59593.95 | 1964 | 217.1
H-26-03-H-26-04 | BO4 | 356 | ACP | 21 | 410 OLD BALDWIN RD | Ojai | 2 | 0.00339 | 1964 | U-26-338,U-26-339 | G | None | EASEMENT 20' CONCRETE ENCASEMENT | above siphon; Dr Decker; crosses under Hwy 150 |  | 55 | 62 | 2019 | 114009 | 1964 | 356
H-26-04-H-26-05 | BO4 | 405 | ACP | 21 | 2027 BURNHAM RD | Ojai | 2 | 0.006 | 1964 | U-26-338 | G | None | EASEMENT | above siphon; Dr Deckers |  | 55 | 62 | 2019 | 129701.25 | 1964 | 405
H-26-05-H-26-06 | BO4 | 402 | ACP | 18 | 2027 BURNHAM RD | Ojai | 2 | 0.01313 | 1964 | U-26-338 | G | None | EASEMENT | above siphon; Dr Deckers |  | 55 | 62 | 2019 | 110349 | 1964 | 402
H-26-06-H-25-01 | BO4 | 390 | ACP | 18 | 2027 BURNHAM RD | Ojai | 2 | 0.014 | 1964 | U-26-338 | G | None | EASEMENT | above siphon; Dr Deckers |  | 55 | 62 | 2019 | 107055 | 1964 | 390
G-23-01-G-23-15 | BO4 | 94.2 | ACP | 18 | 483 BURNHAM RD | Oak View | 2 | 0.02 | 1964 | U-26-334 | A | CIPP |  | 2024-13 |  | 55 | 62 | 2065 | 25857.9 | 1964 | 94.2
G-21-SALS1-H-21-54 | CO7 | 2383 | ACP | 10 | 842 SANTA ANA BLVD | Oak View | 1 | -0.01055 | 1969 | U-26-329,330,331,332, | I | None | THIS LINE SEGMENT IS A FORCE MAIN FOR SANTA ANA PUMP STA.#1 |  |  | 55 | 57 | 2024 | 363407.5 | 1969 | 2383
K-26-26-K-26-25 | CO1 | 38 | C-900 | 6 | 1744 COUNTRY DR | Ojai | 2 | 0.00763 | 1990 | U-26-559 | A | None |  |  |  | 75 | 36 | 2065 | 15200 | 1990 | 38
P-29-22-P-29-23 | AO6 | 123 | CIP (Cast Iron Pipe) | 8 | 517 OAK CREEK LN | Ojai | 2 | 0.1187 | 1966 | U-26-268 | E | None |  |  |  | 75 | 60 | 2041 | 15006 | 1966 | 123
P-29-23-Q-29-14 | AO6 | 326 | CIP (Cast Iron Pipe) | 12 | 517 OAK CREEK LN | Ojai | 2 | 0.00344 | 1966 | U-26-268 | E | None |  |  |  | 75 | 60 | 2041 | 59658 | 1966 | 326
N-27-01-N-27-02 | AO7 | 309 | CIP (Cast Iron Pipe) | 10 | OJAI TRAIL | Ojai | 2 | 0.02233 | 1964 | U-26-346 | A | None | LINE ENTERING MH N-27-01 FROM THE WEST IS A PRIVATE MAINLINE FOR KRONTONA |  |  | 75 | 62 | 2039 | 47122.5 | 1964 | 309
P-27-03-A-P-27-04-A | AO8 | 224 | CIP (Cast Iron Pipe) | 14 | 1720 CREEK RD | Ojai | 1 | 0.01085 | 1963 | U-26-413 | I | None | INVERTED SIPHON #3 14" CIP 8" CIP 224' EACH | Is to provide vid |  | 75 | 63 | 2038 | 47824 | 1963 | 224
Q-29-16A-Q-29-17A | AO8 | 82 | CIP (Cast Iron Pipe) | 14 | 539 S VENTURA ST | Ojai | 1 | 0.0061 | 1963 | U-26-468 &U-26-473 | I | None | CREEK ROAD INVERTED SIPHON #1 14" CIP AND 8" CIP BOTH ARE 82 FEET LONG | Is to provide vid |  | 75 | 63 | 2038 | 17507 | 1963 | 82
Q-29-14-Q-29-15 | AO8 | 246 | CIP (Cast Iron Pipe) | 12 | 539 S Ventura St | Ojai | 1 | 0.00358 | 1966 | U-26-268 | G | None |  |  |  | 75 | 60 | 2041 | 45018 | 1966 | 246
O-26-02B-O-26-03B | AO8 | 140 | CIP (Cast Iron Pipe) | 14 | 11969 CREEK RD | Ojai | 2 | 0.00389 | 1963 | U-26-474 | A | None | INVERTED SIPHON #4 14" CIP 10" CIP 140' EACH LINE FOR A TOTAL OF 280' | Is to provide vid |  | 75 | 63 | 2038 | 29890 | 1963 | 140
Q-29-16B-Q-29-17B | AO8 | 82 | CIP (Cast Iron Pipe) | 8 | 539 S Ventura St | Ojai | 1 | 0.0061 | 1963 | U-26-468 & U-26-473 | I | None | CREEK ROAD INVERTED SIPHON #1 14" CIP AND 8" CIP BOTH ARE 82 FEET LONG |  |  | 75 | 63 | 2038 | 10004 | 1963 | 82
P-27-03-B-P-27-04-B | AO8 | 224 | CIP (Cast Iron Pipe) | 8 | 1720 Creek Rd | Ojai | 1 | 0.01085 | 1963 | U-26-413 | I | None | INVERTED SIPHON #3 14" CIP 8" CIP 224' EACH |  |  | 75 | 63 | 2038 | 27328 | 1963 | 224
O-26-02A-O-26-03A | AO8 | 140 | CIP (Cast Iron Pipe) | 10 | 11969 CREEK RD | Ojai | 2 | 0.00389 | 1963 | U-26-474 | A | None | INVERTED SIPHON #4 14" CIP 10" CIP 140' EACH LINE FOR A TOTAL OF 280' |  |  | 75 | 63 | 2038 | 21350 | 1963 | 140
J-20-01-J-20-02 | AO9 | 156 | PVC | 18 | 10200 CREEK RD | Oak View | 1 | 0.00423 | 2023 | U-26-456 | G | None | EASEMENT | Now PVC per Liz |  | 75 | 3 | 2098 | 42822 | 2023 | 156
P-30-25-P-30-24 | A10 | 16 | CIP (Cast Iron Pipe) | 12 | 302 W OJAI AVE | Ojai | 2 | 0.028 | 1994 | U-26-601 | A | None |  |  |  | 75 | 32 | 2069 | 2928 | 1994 | 16
P-30-24-P-30-23 | A10 | 46 | CIP (Cast Iron Pipe) | 12 | 236 W OJAI AVE | Ojai | 2 | 0.03152 | 1994 | U-26-601 | A | None |  |  |  | 75 | 32 | 2069 | 8418 | 1994 | 46
N-29-02-N-29-01 | BO1 | 33 | CIP (Cast Iron Pipe) | 8 | 1401 Maricopa Hwy | Ojai | 2 | 0 | 1959 | U-26-315 | A | None | NO PROFILE |  |  | 75 | 67 | 2034 | 4026 | 1959 | 33
K-26-04-K-26-05 | CO1 | 32 | CIP (Cast Iron Pipe) | 6 | 661. W. VILLANOVA RD | Ojai | 2 | 0.08094 | 1965 | U-26-384 | A | None |  |  |  | 75 | 61 | 2040 | 12800 | 1965 | 32
H-21-44-H-21-46 | CO5 | 151 | CIP (Cast Iron Pipe) | 8 | 99 SHORT ST | Oak View | 2 | 0.0341 | 1963 | U-26-128 | G | None |  |  |  | 75 | 63 | 2038 | 18422 | 1963 | 151
H-21-41-H-21-42 | CO5 | 120 | CIP (Cast Iron Pipe) | 6 | 350 OLIVE ST | Oak View | 2 | 0.275 | 1963 | U-26-151 | A | None | THIS EASEMENTS UPSTREAM MANHOLE IS IN THE MIDDLE OF OLIVE ST. |  |  | 75 | 63 | 2038 | 48000 | 1963 | 120
G-13-04-H-13-01 | DO1 | 448 | CIP (Cast Iron Pipe) | 24 | OJAI TRAIL | Ventura | 2 | 0.00571 | 1964 | U-26-108 | G | None | 450' 24" CIP |  |  | 75 | 62 | 2039 | 163968 | 1964 | 448
G-13-01-G-13-02 | DO1 | 443 | CIP (Cast Iron Pipe) | 24 | OJAI TRAIL | Ventura | 2 | 0.00397 | 1964 | U-26-109 | G | None | FROM MANHOLE G-13-01 YOU HAVE 119 FEET VCP--THEN THE REST OF THE 443 FEET IS |  |  | 75 | 62 | 2039 | 162138 | 1964 | 443
H-17-09-H-17-01 | DO1 | 126 | CIP (Cast Iron Pipe) | 24 | SULFUR MOUNTAIN RD | Oak View | 2 | 0 | 1963 | U-26-442 | A | None | SULPHUR MOUNTAIN METER | Hwy 33 crossing; |  | 75 | 63 | 2038 | 46116 | 1963 | 126
J-21-15-J-21-16 | AO9 | 321 | DIP | 18 | 10300 CREEK RD | Oak View | 1 | 0.00607 | 1969 | U-26-456 | G | None |  |  |  | 75 | 57 | 2044 | 88114.5 | 1969 | 321
J-21-16-J-20-01 | AO9 | 205 | DIP | 18 | 10200 CREEK RD | Oak View | 1 | 0.00424 | 1969 | U-26-456 | G | None |  |  |  | 75 | 57 | 2044 | 56272.5 | 1969 | 205
K-22-12-K-22-13 | AO9 | 282 | DIP | 18 | 10660 Creek Rd | Oak View | 1 | 0.02631 | 1969 | U-26-457 | A | None |  |  |  | 75 | 57 | 2044 | 77409 | 1969 | 282
S-30-17-S-30-16 | AO1 | 325 | HDPE | 7 | 110 Shady Ln | Ojai | 3 | 0.02862 | 1926 | U-26-517 | A | None |  |  |  | 75 | 100 | 2001 | 130000 | 1926 | 325
R-30-01-R-30-02 | AO3 | 450 | HDPE | 8 | 515 E ALISO ST | Ojai | 2 | 0.01451 | 1953 | U-26-82 | A | None | LINE ENTERING MH R-30-01 IS A LATERAL.MH R-30-01 IS ALSO A DROP MANHOLE |  |  | 75 | 73 | 2028 | 54900 | 1953 | 450
R-31-30-R-31-31 | AO3 | 332.5 | HDPE | 8 | 501 N Fulton St | Ojai | 2 | 0.01841 | 1926 | U-26-512 | A | None |  |  |  | 75 | 100 | 2001 | 40565 | 1926 | 332.5
R-31-31-R-31-32 | AO3 | 367.5 | HDPE | 8 | 314 N Fulton St | Ojai | 2 | 0.00929 | 1926 | U-26-512 | A | None | Line to the West from MH R-31-31 is an Over-Flow from N Drown St |  |  | 75 | 100 | 2001 | 44835 | 1926 | 367.5
R-31-09-R-31-31 | AO3 | 335.9 | HDPE | 8 | 314 Drown Ave | Ojai | 3 | 0.00517 | 1926 | U-26-513 | A | None |  |  |  | 75 | 100 | 2001 | 40979.8 | 1926 | 335.9
R-32-09-R-31-02 | AO3 | 462 | HDPE | 8 | 901 Grandview Ave | Ojai | 2 | 0.01422 | 1954 | U-26-102 | A | None |  |  |  | 75 | 72 | 2029 | 56364 | 1954 | 462
R-32-33-R-32-02 | AO3 | 345.5 | HDPE | 8 | 1109 Grandview Ave | Ojai | 3 | 0.02429 | 1972 | U-26-308 | A | None |  |  |  | 75 | 54 | 2047 | 42151 | 1972 | 345.5
R-32-02-R-32-04 | AO3 | 311 | HDPE | 8 | 1013 Grandview Ave | Ojai | 3 | 0.01572 | 1954 | U-26-102 | A | None |  |  |  | 75 | 72 | 2029 | 37942 | 1954 | 311
R-32-37-R-32-04 | AO3 | 346 | HDPE | 8 | 917 Mointain View Ave | Ojai | 3 | 0.00795 | 2001 | U-26-310 | A | None |  |  |  | 75 | 25 | 2076 | 42212 | 2001 | 346
R-32-04-R-32-09 | AO3 | 456 | HDPE | 8 | 1001 Grandview Ave | Ojai | 2 | 0.0216 | 1954 | U-26-102 | A | None |  |  |  | 75 | 72 | 2029 | 55632 | 1954 | 456
R-31-09-R-30-20 | AO3 | 510 | HDPE | 8 | 314 Drown Ave | Ojai | 2 | 0.01921 | 2001 | U-26-79 | A | None |  |  |  | 75 | 25 | 2076 | 62220 | 2001 | 510
R-30-20-R-30-03 | AO3 | 370 | HDPE | 8 | 109 DROWN AVE | Ojai | 2 | 0.01036 | 1950 | U-26-79 | A | None | SEE AS-BUILT U-26-313 |  |  | 75 | 76 | 2025 | 45140 | 1950 | 370
Q-31-07-Q-31-08 | AO4 | 300 | HDPE | 8 | 808 N Signal St | Ojai | 2 | 0.01947 | 1994 | U-26-622 | A | None |  |  |  | 75 | 32 | 2069 | 36600 | 1994 | 300
Q-31-08-Q-31-09 | AO4 | 300 | HDPE | 7 | 714 N Signal St | Ojai | 2 | 0.0125 | 1994 | U-26-621 | A | None |  |  |  | 75 | 32 | 2069 | 120000 | 1994 | 300
Q-31-28-Q-31-29 | AO4 | 131.58 | HDPE | 8 | 610 LION ST | Ojai | 3 | 0.01155 | 1994 | U-26-623 | A | None |  |  |  | 75 | 32 | 2069 | 16052.76 | 1994 | 131.58
Q-31-33-Q-31-34 | AO4 | 316 | HDPE | 6 | 411 N MONTGOMERY ST | Ojai | 2 | 0.02244 | 1994 | U-26-626 | A | None | THE LINE COMING FROM THE EAST IS A LATERAL NOT A MAINLINE.IN MANHOLE Q-31-33 |  |  | 75 | 32 | 2069 | 126400 | 1994 | 316
Q-31-34-Q-31-35 | AO4 | 380 | HDPE | 8 | 312 N MONTGOMERY ST | Ojai | 3 | 0.02068 | 1994 | U-26-626 | A | None |  |  |  | 75 | 32 | 2069 | 46360 | 1994 | 380
Q-31-30-Q-31-31 | AO4 | 357 | HDPE | 8 | 222 E OAK ST | Ojai | 3 | 0.02336 | 1994 | U-26-623 | A | None |  |  |  | 75 | 32 | 2069 | 43554 | 1994 | 357
Q-32-16-Q-32-15 | AO4 | 315 | HDPE | 7 | 911 N Signal St | Ojai | 2 | 0.07498 | 1994 | U-26-622 | A | None |  |  |  | 75 | 32 | 2069 | 126000 | 1994 | 315
Q-32-15-Q-31-07 | AO4 | 300 | HDPE | 7 | 821 N Signal St | Ojai | 2 | 0.05307 | 1994 | U-26-622 | A | None |  |  |  | 75 | 32 | 2069 | 120000 | 1994 | 300
Q-32-17-Q-32-16 | AO4 | 371 | HDPE | 7 | 1005 N Signal St | Ojai | 2 | 0.12473 | 1994 | U-26-622 | A | None |  |  |  | 75 | 32 | 2069 | 148400 | 1994 | 371
Q-31-27-Q-31-42 | AO5 | 35 | HDPE | 7 | 410 PAULINE ST | Ojai | 3 | 0.06 | 1994 | U-26-617 | A | None |  |  |  | 75 | 32 | 2069 | 14000 | 1994 | 35
Q-31-42-Q-31-41 | AO5 | 96 | HDPE | 7 | 703 VENTURA ST | Ojai | 3 | 0.06 | 1994 | U-26-617 | A | None |  |  |  | 75 | 32 | 2069 | 38400 | 1994 | 96
Q-31-41-Q-31-40 | AO5 | 119 | HDPE | 7 | 703 VENTURA ST | Ojai | 3 | 0.03626 | 1994 | U-26-617 | A | None |  |  |  | 75 | 32 | 2069 | 47600 | 1994 | 119
Q-31-40-Q-31-12 | AO5 | 152 | HDPE | 7 | 102 SUMMER ST | Ojai | 2 | 0.02368 | 1994 | U-26-617 | A | None | LINE COMING INTO MH Q-31-40 IS A PRIVATE LINE |  |  | 75 | 32 | 2069 | 60800 | 1994 | 152
Q-31-12-Q-31-13 | AO5 | 350 | HDPE | 7 | 512 VENTURA ST | Ojai | 2 | 0.03463 | 1994 | U-26-617 | A | None |  |  |  | 75 | 32 | 2069 | 140000 | 1994 | 350
Q-31-19-Q-31-20 | AO5 | 350 | HDPE | 7 | 512 SIGNAL ST | Ojai | 3 | 0.02857 | 1994 | U-26-620 | A | None |  |  |  | 75 | 32 | 2069 | 140000 | 1994 | 350
Q-31-20-Q-31-21 | AO5 | 350 | HDPE | 7 | 502 SIGNAL ST | Ojai | 2 | 0.02571 | 1994 | U-26-620 | A | None |  |  |  | 75 | 32 | 2069 | 140000 | 1994 | 350
Q-31-13-Q-31-14 | AO5 | 368 | HDPE | 7 | 412 VENTURA ST | Ojai | 2 | 0.02424 | 1994 | U-26-617 | A | None |  |  |  | 75 | 32 | 2069 | 147200 | 1994 | 368
Q-31-14-Q-30-01 | AO5 | 331 | HDPE | 7 | 312 VENTURA ST | Ojai | 2 | 0.02342 | 1994 | U-26-616 | A | None |  |  |  | 75 | 32 | 2069 | 132400 | 1994 | 331
P-31-22-P-31-23 | AO5 | 352 | HDPE | 7 | 202 SUMMER ST | Ojai | 3 | 0.04384 | 1994 | U-26-614 | A | None | P-31-23 IS A DROP MANHOLE. X-STREET IS BLANCHE |  |  | 75 | 32 | 2069 | 140800 | 1994 | 352
P-31-23-P-31-24 | AO5 | 351 | HDPE | 7 | 202 W EUCALYPTUS ST | Ojai | 3 | 0.01749 | 1994 | U-26-613,U-26-314 | A | None | P-31-23 IS DROP MANHOLE |  |  | 75 | 32 | 2069 | 140400 | 1994 | 351
Q-29-11-Q-29-12 | AO8 | 550 | HDPE | 6 | 503 VENTURA ST | Ojai | 2 | 0.07224 | 1963 | U-26-472 | A | None |  |  |  | 75 | 63 | 2038 | 220000 | 1963 | 550
K-22-19-K-22-06 | AO9 | 126 | HDPE | 8 | 10804 Creek Rd | Oak View |  |  |  | 60014 & 60015 |  | None |  |  |  | 75 | 2026 | 2084 | 15372 | 0 | 126
I-20-14B-I-19-01B | AO9 | 1800 | HDPE | 22 | 10132 CREEK RD | Oak View |  |  |  | U-26-736 |  | None |  |  |  | 75 | 2026 | 2084 | 603900 | 0 | 1800
Q-30-08-Q-30-24 | A10 | 324 | HDPE | 7 | 107 W VENTURA ST | Ojai | 3 | 0.0159 | 1994 | U-26-616 | A | None |  |  |  | 75 | 32 | 2069 | 129600 | 1994 | 324
Q-30-24-Q-30-23 | A10 | 67 | HDPE | 7 | 110 W OJAI AVE | Ojai | 3 | 0.01075 | 1994 | U-26-615 | A | None |  |  |  | 75 | 32 | 2069 | 26800 | 1994 | 67
Q-30-23-Q-30-39 | A10 | 326 | HDPE | 7 | 131 W OJAI AVE | Ojai | 2 | 0.01015 | 1994 | U-26-615 | A | None |  |  |  | 75 | 32 | 2069 | 130400 | 1994 | 326
Q-30-39-Q-30-40 | A10 | 315 | HDPE | 10 | 101 S VENTURA ST | Ojai | 2 | 0.03502 | 1994 | U-26-604 | A | None |  |  |  | 75 | 32 | 2069 | 48037.5 | 1994 | 315
Q-30-56-Q-30-54 | A10 | 203 | HDPE | 7 | 306 VENTURA ST | Ojai | 2 | 0 | 1994 | U-26-615 | A | None |  |  |  | 75 | 32 | 2069 | 81200 | 1994 | 203
Q-30-58-Q-30-56 | A10 | 150 | HDPE | 8 | 402 VENTURA ST | Ojai | 2 | 0 | 1994 | U-26-615 | A | None |  |  |  | 75 | 32 | 2069 | 18300 | 1994 | 150
P-30-35-P-30-34 | A10 | 567 | HDPE | 8 | 109 BRISTOL RD | Ojai | 3 | 0.01623 | 2012 | U-26-514 | A | None |  |  |  | 75 | 14 | 2087 | 69174 | 2012 | 567
P-30-14-P-30-22 | A10 | 329 | HDPE | 7 | 106 N BLANCHE ST | Ojai | 3 | 0.01313 | 1994 | U-26-613,U-26-618 | A | None |  |  |  | 75 | 32 | 2069 | 131600 | 1994 | 329
P-31-33-P-31-27 | A10 | 205 | HDPE | 7 | 511 W EUCALYPTUS ST | Ojai | 3 | 3.9002 | 1994 | U-26-630 | A | None |  |  |  | 75 | 32 | 2069 | 82000 | 1994 | 205
P-31-30-P-31-33 | A10 | 310 | HDPE | 7 | 602 W EUCALYPTUS ST | Ojai | 3 | 0.0304 | 1994 | U-26-630 | A | None |  |  |  | 75 | 32 | 2069 | 124000 | 1994 | 310
P-31-31-P-31-30 | A10 | 368 | HDPE | 7 | 610 W Eucalyptus St. | Ojai | 3 | 0.0334 | 1994 | U-26-630 | A | None |  |  |  | 75 | 32 | 2069 | 147200 | 1994 | 368
I-26-03B-H-25-10B | BO4 | 3105 | HDPE | 10 | 409 Baldwin Rd | Ojai | 1 |  | 2004 | U-26-709 | G | None |  |  |  | 75 | 22 | 2079 | 473512.5 | 2004 | 3105
I-26-03A-H-25-10A | BO4 | 3105 | HDPE | 12 | 409 Baldwin Rd | Meiners Oaks |  |  |  | U-26-363 |  | None |  |  |  | 75 | 2026 | 2084 | 568215 | 0 | 3105
I-26-03C-H-25-10C | BO4 | 3105 | HDPE | 10 | 409 BALDWIN RD | Meiners Oaks |  |  |  | U-26-363 |  | None |  |  |  | 75 | 2026 | 2084 | 473512.5 | 0 | 3105
J-07-ORCHARD LS-I-11-WWTP | DO2 | 9165.71 | HDPE | 12 | 31 ORCHARD DR | Not Assigned |  |  |  | 60017 |  | None |  |  |  | 75 | 2026 | 2084 | 1677324.93 | 0 | 9165.71
I-20-14A-I-19-01A | AO9 | 1800 | HDPE | 16 | 10132 CREEK RD | Oak View |  |  |  | U-26-736 |  | None |  |  |  | 75 | 2026 | 2084 | 439200 | 0 | 1800
K-22-13-K-21-05 | AO9 | 763.84 | HDPE | 18 | 10590 Creek Rd | Oak View |  |  |  | 60022 |  | None |  |  |  | 75 | 2026 | 2084 | 209674.08 | 0 | 763.84
TP-2013-01B-H-21-54B | N/A | 1430 | HDPE | 14 |  | Not Assigned |  |  |  | 60023 |  | None |  |  |  | 75 | 2026 | 2084 | 305305 | 0 | 1430
Q-31-26-Q-31-31 | AO4 | 390 | INSTUF | 6 | 205 E OAK ST | Ojai | 3 | 0.01718 | 1994 | U-26-593 | A | None |  |  |  |  | 32 | 1994 | 156000 | 1994 | 390
P-30-07-P-30-06 | A10 | 117 | INSTUF | 8 | 411 ALISO ST | Ojai | 3 | 0.03073 | 1994 | U-26-594 | A | None | HOUSE'S CONNECTED TO THIS MAINLINE MAY GET FLOODED DURING CLEANING WITH VACTOR |  |  |  | 32 | 1994 | 14274 | 1994 | 117
O-28-01-O-28-02 | N/A | 0 | NONE | 0 | NA | Not Assigned |  |  | 0 | U-26-273 | NA | None |  |  |  |  | 2026 | 0 | 0 | 0 | 0
O-28-02-O-28-03 | N/A | 0 | NONE | 0 | NA | Not Assigned |  |  | 0 | U-26-273 | NA | None |  |  |  |  | 2026 | 0 | 0 | 0 | 0
O-28-05-O-28-04 | N/A | 0 | NONE | 0 | NA | Not Assigned |  |  | 0 | U-26-273 | NA | None |  |  |  |  | 2026 | 0 | 0 | 0 | 0
O-28-04-O-28-03 | N/A | 0 | NONE | 0 | NA | Not Assigned |  |  | 0 | U-26-273 | NA | None |  |  |  |  | 2026 | 0 | 0 | 0 | 0
O-28-03-O-28-06 | N/A | 0 | NONE | 0 | NA | Not Assigned |  |  | 0 | U-26-273 | NA | None |  |  |  |  | 2026 | 0 | 0 | 0 | 0
O-28-06-O-28-07 | N/A | 0 | NONE | 0 | NA | Not Assigned |  |  | 0 | U-26-272 | NA | None |  |  |  |  | 2026 | 0 | 0 | 0 | 0
O-28-07-P-28-09 | N/A | 0 | NONE | 0 | COUNTRY CLUB DR | Not Assigned |  |  | 0 | U-26-272 | NA | None |  |  |  |  | 2026 | 0 | 0 | 0 | 0
O-29-06-O-28-01 | N/A | 0 | NONE | 0 | 987 Ojai Ave. | Not Assigned |  |  | 0 | U-26-273 | NA | None |  |  |  |  | 2026 | 0 | 0 | 0 | 0
O-31-01-O-31-02 | N/A | 0 | NONE | 0 | NA | Not Assigned |  |  | 0 | U-26-96 | NA | None |  |  |  |  | 2026 | 0 | 0 | 0 | 0
N-29-04-N-29-05 | N/A | 0 | NONE | 0 | NA | Not Assigned |  |  | 0 | U-26-6 | NA | None |  |  |  |  | 2026 | 0 | 0 | 0 | 0
N-29-05-N-29-06 | N/A | 0 | NONE | 0 | NA | Not Assigned |  |  | 0 | U-26-6 | NA | None |  |  |  |  | 2026 | 0 | 0 | 0 | 0
N-30-10-N-29-04 | N/A | 0 | NONE | 0 | NA | Not Assigned |  |  | 0 | U-26-6 | NA | None |  |  |  |  | 2026 | 0 | 0 | 0 | 0
N-30-09-N-30-10 | N/A | 0 | NONE | 0 | NA | Not Assigned |  |  | 0 | U-26-7 | NA | None |  |  |  |  | 2026 | 0 | 0 | 0 | 0
N-30-13-N-30-09 | N/A | 0 | NONE | 0 | NA | Not Assigned |  |  | 0 | U-26-9 | NA | None |  |  |  |  | 2026 | 0 | 0 | 0 | 0
N-30-16-N-29-06 | N/A | 0 | NONE | 0 | NA | Not Assigned |  |  | 0 | U-26-6 | NA | None |  |  |  |  | 2026 | 0 | 0 | 0 | 0
N-30-15-N-30-16 | N/A | 0 | NONE | 0 | NA | Not Assigned |  |  | 0 | U-26-10 | NA | None |  |  |  |  | 2026 | 0 | 0 | 0 | 0
N-30-14-N-30-15 | N/A | 0 | NONE | 0 | NA | Not Assigned |  |  | 0 | U-26-10 | NA | None |  |  |  |  | 2026 | 0 | 0 | 0 | 0
N-30-11-N-30-08 | N/A | 0 | NONE | 0 | NA | Not Assigned |  |  | 0 | U-26-8 | NA | None |  |  |  |  | 2026 | 0 | 0 | 0 | 0
N-30-08-N-30-09 | N/A | 0 | NONE | 0 | NA | Not Assigned |  |  | 0 | U-26-7 | NA | None |  |  |  |  | 2026 | 0 | 0 | 0 | 0
N-30-12-N-30-11 | N/A | 0 | NONE | 0 | NA | Not Assigned |  |  | 0 | U-26-8 | NA | None |  |  |  |  | 2026 | 0 | 0 | 0 | 0
N-30-07-N-30-08 | N/A | 0 | NONE | 0 | NA | Not Assigned |  |  | 0 | U-26-7 | NA | None |  |  |  |  | 2026 | 0 | 0 | 0 | 0
V-30-05-V-30-04 | N/A | 0 | NONE | 0 | NA | Not Assigned |  |  | 0 | U-26-523 | NA | None |  |  |  |  | 2026 | 0 | 0 | 0 | 0
V-30-04-V-30-03 | N/A | 0 | NONE | 0 | NA | Not Assigned |  |  | 0 | U-26-523 | NA | None |  |  |  |  | 2026 | 0 | 0 | 0 | 0
V-30-03-V-30-02 | N/A | 0 | NONE | 0 | NA | Not Assigned |  |  | 0 | U-26-523 | NA | None |  |  |  |  | 2026 | 0 | 0 | 0 | 0
V-30-06-V-30-07 | N/A | 0 | NONE | 0 | NA | Not Assigned |  |  | 0 | U-26-524 | NA | None |  |  |  |  | 2026 | 0 | 0 | 0 | 0
V-30-07-V-30-08 | N/A | 0 | NONE | 0 | NA | Not Assigned |  |  | 0 | U-26-524 | NA | None |  |  |  |  | 2026 | 0 | 0 | 0 | 0
V-30-08-V-30-09 | N/A | 0 | NONE | 0 | NA | Not Assigned |  |  | 0 | U-26-524 | NA | None |  |  |  |  | 2026 | 0 | 0 | 0 | 0
V-30-09-V-30-10 | N/A | 0 | NONE | 0 | NA | Not Assigned |  |  | 0 | U-26-524 | NA | None |  |  |  |  | 2026 | 0 | 0 | 0 | 0
V-30-10-V-30-02 | N/A | 0 | NONE | 0 | NA | Not Assigned |  |  | 0 | U-26-366 | NA | None |  |  |  |  | 2026 | 0 | 0 | 0 | 0
V-30-02-V-30-01 | N/A | 0 | NONE | 0 | NA | Not Assigned |  |  | 0 | U-26-523 | NA | None |  |  |  |  | 2026 | 0 | 0 | 0 | 0
Q-30-17-Q-30-19 | AO4 | 291.9 | NUP | 8 | 305 E Matilija St. | Ojai | 3 | 0.00262 | 1994 | U-26-600 | A | None |  |  |  | 75 | 32 | 2069 | 35611.8 | 1994 | 291.9
Q-31-24-Q-31-25 | AO4 | 149 | NUP | 6 | 208 E EUCALYPTUS ST | Ojai | 3 | 0.0166 | 1994 | U-26-591 | A | None |  |  |  | 75 | 32 | 2069 | 59600 | 1994 | 149
Q-31-25-Q-31-30 | AO4 | 280 | NUP | 6 | 212 E EUCALYPTUS ST | Ojai | 3 | 0.0175 | 1994 | U-26-591 | A | None |  |  |  | 75 | 32 | 2069 | 112000 | 1994 | 280
Q-31-29-Q-31-30 | AO4 | 352 | NUP | 8 | 602 LION ST | Ojai | 3 | 0.01239 | 1994 | U-26-623 | A | None |  |  |  | 75 | 32 | 2069 | 42944 | 1994 | 352
Q-31-15-Q-31-19 | AO5 | 230 | NUP | 6 | 104 SUMMER ST | Ojai | 2 | 0.0287 | 1994 | U-26-589 | A | None |  |  |  | 75 | 32 | 2069 | 92000 | 1994 | 230
Q-31-39-Q-31-13 | AO5 | 197 | NUP | 6 | 107 E EUCALYPTUS ST | Ojai | 2 | 0.01315 | 1994 | U-26-590 | A | None |  |  |  | 75 | 32 | 2069 | 78800 | 1994 | 197
Q-31-16-Q-31-20 | AO5 | 227 | NUP | 6 | 108 E EUCALYPTUS ST | Ojai | 3 | 0.02837 | 1994 | U-26-591 | A | None |  |  |  | 75 | 32 | 2069 | 90800 | 1994 | 227
Q-31-21-Q-30-02 | AO5 | 350 | NUP | 10 | 312 SIGNAL ST | Ojai | 2 | 0.01714 | 1994 | U-26-619 | A | None |  |  |  | 75 | 32 | 2069 | 53375 | 1994 | 350
P-30-01-Q-30-01 | AO5 | 350 | NUP | 7 | 202 W ALISO ST | Ojai | 2 | 0.01174 | 1994 | U-26-595 | A | None | SECOND HOUSE WEST OF VENTURA ST. ON SOUTH SIDE, SHOULD BE NOTIFIED OF ACTIVITY |  |  | 75 | 32 | 2069 | 140000 | 1994 | 350
P-30-02-P-30-01 | AO5 | 335 | NUP | 7 | 214 W ALISO ST | Ojai | 1 | 0.00725 | 1994 | U-26-595 | A | None | NO PROFILE |  |  | 75 | 32 | 2069 | 134000 | 1994 | 335
P-30-05-P-30-04 | A10 | 353 | NUP | 8 | 401 W ALISO ST | Ojai | 2 | 0.00778 | 1994 | U-26-594 | A | None |  |  |  | 75 | 32 | 2069 | 43066 | 1994 | 353
P-30-06-P-30-05 | A10 | 185 | NUP | 8 | 409 W ALISO ST | Ojai | 2 | 0.03247 | 1994 | U-26-594 | A | None |  |  |  | 75 | 32 | 2069 | 22570 | 1994 | 185
P-30-08-P-30-07 | A10 | 296 | NUP | 8 | 507 W ALISO ST | Ojai | 3 | 0.06 | 1994 | U-26-594 | A | None |  |  |  | 75 | 32 | 2069 | 36112 | 1994 | 296
S-31-11-S-31-08 | AO1 | 415.71 | PVC | 8 | 1125 Del Prado Ct | Ojai | 1 | 0.00911 | 1978 | U-26-29 | A | None |  |  |  | 75 | 48 | 2053 | 50716.62 | 1978 | 415.71
S-31-07-S-31-08 | AO1 | 60 | PVC | 8 | 605 Golden West Ave | Ojai | 1 | 0.05533 | 1978 | U-26-28 | A | None |  |  |  | 75 | 48 | 2053 | 7320 | 1978 | 60
S-31-08-S-31-09 | AO1 | 250 | PVC | 8 | 603 Golden West Ave | Ojai | 1 | 0.02976 | 1978 | U-26-28 | A | None |  |  |  | 75 | 48 | 2053 | 30500 | 1978 | 250
S-31-12-S-31-09 | AO1 | 415.13 | PVC | 8 | 1125 Paseo Del Robles Ct | Ojai | 3 | 0.01434 | 1978 | U-26-29 | A | None |  |  |  | 75 | 48 | 2053 | 50645.86 | 1978 | 415.13
S-31-09-S-31-13 | AO1 | 247.93 | PVC | 8 | 505 Golden West Ave | Ojai | 2 | 0.01278 | 1978 | U-26-28 | A | None |  |  |  | 75 | 48 | 2053 | 30247.46 | 1978 | 247.93
S-31-13-S-31-15 | AO1 | 182.26 | PVC | 8 | 1109 Golden West Ave | Ojai | 2 | 0.00989 | 1978 | U-26-27 | A | None |  |  |  | 75 | 48 | 2053 | 22235.72 | 1978 | 182.26
S-31-15-S-31-16 | AO1 | 225 | PVC | 8 | 409 Oriole St | Ojai | 2 | 0.02213 | 1978 | U-26-26 | A | None |  |  |  | 75 | 48 | 2053 | 27450 | 1978 | 225
S-31-17-S-31-16 | AO1 | 325.7 | PVC | 8 | 1117 Del Nido Ct | Ojai | 1 | 0.00908 | 1978 | U-26-26 | A | None |  |  |  | 75 | 48 | 2053 | 39735.4 | 1978 | 325.7
S-31-14-S-31-13 | AO1 | 381.22 | PVC | 8 | 1124 Golden West Ave | Ojai | 1 | 0.00745 | 1978 | U-26-27 | A | None |  |  |  | 75 | 48 | 2053 | 46508.84 | 1978 | 381.22
S-31-22-S-31-25 | AO1 | 288 | PVC | 8 | 408 Golden West Ave | Ojai | 1 | 0.01831 | 1978 | U-26-27 | A | None |  |  |  | 75 | 48 | 2053 | 35136 | 1978 | 288
S-31-20-S-31-21 | AO1 | 142.96 | PVC | 8 | 1009 Sunny Glen Ave | Ojai | 2 | 0.0049 | 1976 | U-26-13 | A | None |  |  |  | 75 | 50 | 2051 | 17441.12 | 1976 | 142.96
S-31-19-S-31-20 | AO1 | 351.23 | PVC | 8 | 302 Oriole St | Ojai | 2 | 0.01219 | 1975 | U-26-42 | A | None |  |  |  | 75 | 51 | 2050 | 42850.06 | 1975 | 351.23
S-31-28-S-31-29 | AO1 | 167.57 | PVC | 8 | 309 Martindale Ave | Ojai | 1 | 0.01 | 1975 | U-26-41 | A | None |  |  |  | 75 | 51 | 2050 | 20443.54 | 1975 | 167.57
S-31-30-S-31-20 | AO1 | 281.6 | PVC | 8 | 1109 Sunny Glen Ave | Ojai | 2 | 0.00798 | 1975 | U-26-42 | A | None |  |  |  | 75 | 51 | 2050 | 34355.2 | 1975 | 281.6
S-31-31-S-31-30 | AO1 | 184.97 | PVC | 8 | 1121 Sunny Glen Ave | Ojai | 3 | 0.01 | 1975 | U-26-42 | A | None |  |  |  | 75 | 51 | 2050 | 22566.34 | 1975 | 184.97
S-31-29-S-31-30 | AO1 | 292.33 | PVC | 8 | 301 Martindale Ave | Ojai | 2 | 0.01332 | 1975 | U-26-41 | A | None |  |  |  | 75 | 51 | 2050 | 35664.26 | 1975 | 292.33
S-31-27-S-31-26 | AO1 | 159 | PVC | 8 | 1136 Anita Ave | Ojai | 1 | 0.00409 | 1973 | U-26-33,U-26-41 | A | None |  |  |  | 75 | 53 | 2048 | 19398 | 1973 | 159
S-31-24-S-31-25 | AO1 | 120 | PVC | 8 | 1139 Robin St | Ojai | 3 | 0.00983 | 1973 | No As-Built | A | None |  |  |  | 75 | 53 | 2048 | 14640 | 1973 | 120
S-31-25-S-31-26 | AO1 | 265 | PVC | 8 | 316 Golden West Ave | Ojai | 2 | 0.01887 | 1973 | U-26-30 | A | None |  |  |  | 75 | 53 | 2048 | 32330 | 1973 | 265
S-31-34-S-31-33 | AO1 | 149 | PVC | 8 | 1244 Anita Ave | Ojai | 1 | 0.01738 | 1973 | U-26-33 | A | None |  |  |  | 75 | 53 | 2048 | 18178 | 1973 | 149
S-31-33-S-31-32 | AO1 | 285.76 | PVC | 8 | 1232 Anita Ave | Ojai | 2 | 0.0142 | 1973 | U-26-33 | A | None |  |  |  | 75 | 53 | 2048 | 34862.72 | 1973 | 285.76
S-31-32-S-31-26 | AO1 | 268 | PVC | 8 | 1219 Anita Ave | Ojai | 2 | 0.00837 | 1973 | U-26-33 | A | None |  |  |  | 75 | 53 | 2048 | 32696 | 1973 | 268
S-31-38-S-31-39 | AO1 | 142 | PVC | 8 | 1215 San Ramon Wy | Ojai | 2 | 0.0259 | 1973 | U-26-264-A | A | None |  |  |  | 75 | 53 | 2048 | 17324 | 1973 | 142
S-31-39-S-31-23 | AO1 | 274.5 | PVC | 8 | 368 Lark Ellen Ave | Ojai | 2 | 0.01795 | 1973 | U-26-32 | A | None |  |  |  | 75 | 53 | 2048 | 33489 | 1973 | 274.5
S-31-35-S-31-36 | AO1 | 289.98 | PVC | 8 | 1202 San Ramon Wy | Ojai | 1 | 0.00431 | 1982 | U-26-265 | A | None |  |  |  | 75 | 44 | 2057 | 35377.56 | 1982 | 289.98
S-31-36-S-31-38 | AO1 | 282.13 | PVC | 8 | 1209 San Ramon Wy | Ojai | 2 | 0.00426 | 1982 | U-26-265 | A | None |  |  |  | 75 | 44 | 2057 | 34419.86 | 1982 | 282.13
S-31-37-S-31-38 | AO1 | 210.46 | PVC | 8 | 422 Los Alamos Dr | Ojai | 2 | 0.01548 | 1973 | U-26-264-A | A | None |  |  |  | 75 | 53 | 2048 | 25676.12 | 1973 | 210.46
S-31-10-S-31-37 | AO1 | 321 | PVC | 8 | 622 Los Alamos Dr | Ojai | 1 | 0 | 1973 | U-26-264-A | A | None |  |  |  | 75 | 53 | 2048 | 39162 | 1973 | 321
S-31-21-S-30-14 | AO1 | 186 | PVC | 8 | 1009 Sunny Glen Ave | Ojai | 1 | 0.00599 | 1976 | U-26-13 | G | None |  |  |  | 75 | 50 | 2051 | 22692 | 1976 | 186
S-30-14-S-30-13 | AO1 | 323 | PVC | 8 | 1009 Sunny Glen Ave | Ojai | 1 | 0.00785 | 1976 | U-26-13 | G | None |  |  |  | 75 | 50 | 2051 | 39406 | 1976 | 323
S-31-26-S-30-08 | AO1 | 336 | PVC | 8 | 408 Golden West Ave | Ojai | 2 | 0.00673 | 1973 | U-26-30 | A | None |  |  |  | 75 | 53 | 2048 | 40992 | 1973 | 336
S-31-23-S-30-09 | AO1 | 400 | PVC | 8 | 308 Lark Ellen Ave | Ojai | 1 | 0.0172 | 1973 | U-26-32 | A | None |  |  |  | 75 | 53 | 2048 | 48800 | 1973 | 400
S-30-10-S-30-09 | AO1 | 172 | PVC | 8 | 1317 Gregory St | Ojai | 3 | 0 | 1973 | U-26-31 | A | None |  |  |  | 75 | 53 | 2048 | 20984 | 1973 | 172
S-30-09-S-30-08 | AO1 | 412.61 | PVC | 8 | 1223 Gregory St | Ojai | 2 | 0.00697 | 1973 | U-26-31 | A | None |  |  |  | 75 | 53 | 2048 | 50338.42 | 1973 | 412.61
S-30-08-S-30-07 | AO1 | 420.88 | PVC | 8 | 201 Golden West Ave | Ojai | 2 | 0.00872 | 1973 | U-26-30 |  | None |  |  |  | 75 | 53 | 2048 | 51347.36 | 1973 | 420.88
S-30-03-S-30-01 | AO1 | 158.6 | PVC | 6 | 134 Oak Glen Ave | Ojai | 3 | 0.00425 | 1986 | U-26-72 | A | None |  |  |  | 75 | 40 | 2061 | 63440 | 1986 | 158.6
S-30-06-S-30-05 | AO1 | 424 | PVC | 8 | 171 Fairway Ln | Ojai | 2 | 0.00396 | 1981 | U-26-47 | A | None |  |  |  | 75 | 45 | 2056 | 51728 | 1981 | 424
T-30-10-T-30-09 | AO1 | 346.83 | PVC | 8 | 1804 E Ojai Ave | Ojai | 3 | 0.02395 | 1988 | U-26-364 | A | None |  |  |  | 75 | 38 | 2063 | 42313.26 | 1988 | 346.83
T-30-09-T-30-08 | AO1 | 219.54 | PVC | 12 | 202 Boardman Rd | Ojai | 3 | 0.00236 | 1988 | U-26-363 | A | None | Mainline Going to the South is a Stub |  |  | 75 | 38 | 2063 | 40175.82 | 1988 | 219.54
T-30-08-T-30-07 | AO1 | 38.18 | PVC | 12 | 1504 E Ojai Ave | Ojai | 3 | 0.00795 | 1988 | U-26-363 | A | None |  |  |  | 75 | 38 | 2063 | 6986.94 | 1988 | 38.18
T-30-07-T-30-06 | AO1 | 10 | PVC | 12 | 1504 E Ojai Ave | Ojai | 3 | 0.083 | 1988 | U-26-363 | A | None |  |  |  | 75 | 38 | 2063 | 1830 | 1988 | 10
T-30-06B-T-30-05B | AO1 | 276.47 | PVC | 4 | 1504 E Ojai Ave | Ojai | 3 | 0.02152 | 1988 | U-26-363 | I | None | This is a Triple Barrel Siphon 4", 6", 8" Primary Flow Flows Through the 8" |  |  | 75 | 38 | 2063 | 110588 | 1988 | 276.47
T-30-05-T-30-04 | AO1 | 393 | PVC | 12 | 1502 E Ojai Ave | Ojai | 3 | 0.00237 | 1988 | U-26-363 | G | None | Three Lines Comming into MH T-30-05 are a Triple Barrel Siphon |  |  | 75 | 38 | 2063 | 71919 | 1988 | 393
T-30-04-T-30-03 | AO1 | 30.47 | PVC | 12 | 1484 E Ojai Ave | Ojai | 3 | 0.00304 | 1988 | U-26-363 | G | None |  |  |  | 75 | 38 | 2063 | 5576.01 | 1988 | 30.47
T-30-01-S-30-03 | AO1 | 345 | PVC | 8 | 161 Oak Glen Ave | Ojai | 3 | 0.00392 | 1986 | U-26-72 | A | None | Lines Entering MH T-30-01 are Laterals |  |  | 75 | 40 | 2061 | 42090 | 1986 | 345
U-30-06-U-30-05 | AO1 | 321.24 | PVC | 8 | 2464 E Ojai Ave | Ojai | 3 | 0.01379 | 1988 | U-26-366 | A | None |  |  |  | 75 | 38 | 2063 | 39191.28 | 1988 | 321.24
U-30-05-U-30-04 | AO1 | 347 | PVC | 8 | 2222 E Ojai Ave | Ojai | 3 | 0.01412 | 1988 | U-26-365 | A | None |  |  |  | 75 | 38 | 2063 | 42334 | 1988 | 347
U-30-04-U-30-03 | AO1 | 400 | PVC | 8 | 2153 E Ojai Ave | Ojai | 3 | 0.01683 | 1988 | U-26-365 | A | None |  |  |  | 75 | 38 | 2063 | 48800 | 1988 | 400
U-30-03-U-30-02 | AO1 | 216.77 | PVC | 8 | 116 Avenida De La Entrada | Ojai | 3 | 0.03018 | 1988 | U-26-364,U-26-365 | A | None |  |  |  | 75 | 38 | 2063 | 26445.94 | 1988 | 216.77
U-30-02-U-30-01 | AO1 | 346.83 | PVC | 8 | 1994 E Ojai Ave | Ojai | 3 | 0.0079 | 1988 | U-26-364 | A | None |  |  |  | 75 | 38 | 2063 | 42313.26 | 1988 | 346.83
U-30-01-T-30-10 | AO1 | 346.83 | PVC | 8 | 1887 E Ojai Ave | Ojai | 3 | 0.01184 | 1988 | U-26-364 | A | None |  |  |  | 75 | 38 | 2063 | 42313.26 | 1988 | 346.83
T-31-04-T-31-03 | AO1 | 349 | PVC | 8 | 1610 Grand Ave | Ojai | 3 | 0.00544 | 1986 | U-26-69 | A | None | Line Entering MH T-31-04 is a Stub |  |  | 75 | 40 | 2061 | 42578 | 1986 | 349
T-31-03-T-31-02 | AO1 | 340 | PVC | 8 | 1530 Grand Ave | Ojai | 3 | 0.00544 | 1986 | U-26-69 | A | None |  |  |  | 75 | 40 | 2061 | 41480 | 1986 | 340
T-31-02-T-31-01 | AO1 | 340 | PVC | 8 | 1496 Grand Ave | Ojai | 3 | 0.00544 | 1986 | U-26-69 | A | None |  |  |  | 75 | 40 | 2061 | 41480 | 1986 | 340
T-31-01-T-31-05 | AO1 | 250 | PVC | 8 | 1450 Grand Ave | Ojai | 3 | 0.02464 | 1986 | U-26-68 | A | None | Lines Entering M.H. T-31-01 from the North and West are Stubs |  |  | 75 | 40 | 2061 | 30500 | 1986 | 250
T-31-05-T-31-06 | AO1 | 390 | PVC | 8 | 604 Gridley Rd | Ojai | 3 | 0.01979 | 1986 | U-26-68 | A | None |  |  |  | 75 | 40 | 2061 | 47580 | 1986 | 390
T-31-07-T-31-06 | AO1 | 215 | PVC | 8 | 1437 San Gabriel St | Ojai | 3 | 0.00433 | 1986 | U-26-70 | A | None |  |  |  | 75 | 40 | 2061 | 26230 | 1986 | 215
T-31-08-T-31-07 | AO1 | 213 | PVC | 8 | 1440 San Gabriel St | Ojai | 3 | 0.00432 | 1986 | U-26-70 | A | None |  |  |  | 75 | 40 | 2061 | 25986 | 1986 | 213
T-31-09-T-31-08 | AO1 | 321 | PVC | 8 | 1658 San Gabriel St | Ojai | 3 | 0.00436 | 1986 | U-26-70 | A | None |  |  |  | 75 | 40 | 2061 | 39162 | 1986 | 321
T-31-10-T-31-09 | AO1 | 282 | PVC | 8 | 1164 San Gabriel St | Ojai | 3 | 0.00394 | 1986 | U-26-70 | A | None |  |  |  | 75 | 40 | 2061 | 34404 | 1986 | 282
T-31-06-T-31-11 | AO1 | 220 | PVC | 8 | 507 Gridley Rd | Ojai | 3 | 0.01568 | 1986 | U-26-68 | A | None |  |  |  | 75 | 40 | 2061 | 26840 | 1986 | 220
T-31-11-T-31-12 | AO1 | 220 | PVC | 8 | 465 Gridley Rd | Ojai | 3 | 0.01573 | 1986 | U-26-68 | A | None |  |  |  | 75 | 40 | 2061 | 26840 | 1986 | 220
T-31-14-T-31-13 | AO1 | 189 | PVC | 8 | 1503 San Rafael St | Ojai | 3 | 0.0075 | 1986 | U-26-71 | A | None |  |  |  | 75 | 40 | 2061 | 23058 | 1986 | 189
T-31-13-T-31-12 | AO1 | 235 | PVC | 8 | 1503 San Rafael St | Ojai | 3 | 0.00736 | 1986 | U-26-71 | A | None |  |  |  | 75 | 40 | 2061 | 28670 | 1986 | 235
T-31-12-T-31-15 | AO1 | 293 | PVC | 8 | 431 Gridley Rd | Ojai | 3 | 0.01543 | 1986 | U-26-67 | A | None |  |  |  | 75 | 40 | 2061 | 35746 | 1986 | 293
T-31-15-S-30-02 | AO1 | 316 | PVC | 8 | 300 Gridley Rd | Ojai | 3 | 0.01976 | 1986 | U-26-67 | A | None |  |  |  | 75 | 40 | 2061 | 38552 | 1986 | 316
S-30-02-S-30-01 | AO1 | 295 | PVC | 0 | 215 Gridley Rd | Ojai | 3 | 0.01973 | 1986 | U-26-67 | A | None |  |  |  | 75 | 40 | 2061 | 118000 | 1986 | 295
V-30-01-U-30-06 | AO1 | 343.23 | PVC | 8 | 2464 E Ojai Ave | Ojai | 3 | 0.01385 | 1988 | U-26-366 | A | None |  |  |  | 75 | 38 | 2063 | 41874.06 | 1988 | 343.23
T-30-06A-T-30-05A | AO1 | 276.47 | PVC | 8 | 1504 E Ojai Ave | Ojai | 3 | 0.02152 | 1988 | U-26-363 | I | None | This is a Triple Barrel Siphon 4", 6", 8" Primary Flow Flows Through the 8" |  |  | 75 | 38 | 2063 | 33729.34 | 1988 | 276.47
T-30-06C-T-30-05C | AO1 | 276.47 | PVC | 6 | 1504 E Ojai Ave | Ojai | 3 | 0.02152 | 1988 | U-26-363 | I | None | This is a Triple Barrel Siphon 4", 6", 8" Primary Flow Flows Through the 8" |  |  | 75 | 38 | 2063 | 110588 | 1988 | 276.47
S-31-16-S-31-19 | AO1 | 200 | PVC | 8 | 401 Oriole St | Ojai | A |  | 1975 | U-26-22 | 2 | None |  |  |  | 75 | 51 | 2050 | 24400 | 1975 | 200
T-30-11-T-30-01 | AO1 | 8 | PVC | 8 | 187 Oak Glen Ave | Ojai | [5 empty] | None |  |  |  | 75 | 2026 | 2055 | 976 | 0 | 8
Q-28-09-Q-28-10 | AO2 | 70 | PVC | 8 | 101 Longhorn Ln | Ojai | 2 | 0 | 1982 | U-26-25 | E | None | EASEMENT |  |  | 75 | 44 | 2057 | 8540 | 1982 | 70
Q-28-08-Q-28-09 | AO2 | 210 | PVC | 8 | 101 Longhorn Ln | Ojai | 2 | 0 | 1982 | U-26-25 | E | None | Easement |  |  | 75 | 44 | 2057 | 25620 | 1982 | 210
Q-28-07-Q-28-08 | AO2 | 218 | PVC | 8 | 101 Longhorn Ln | Ojai | 2 | 0 | 1982 | U-26-25 | F | None | EASEMENT |  |  | 75 | 44 | 2057 | 26596 | 1982 | 218
Q-28-06-Q-28-07 | AO2 | 218 | PVC | 8 | 140 Longhorn Ln | Ojai | 2 | 0.00518 | 1982 | U-26-25 | E | None | EASEMENT |  |  | 75 | 44 | 2057 | 26596 | 1982 | 218
Q-28-05-Q-28-06 | AO2 | 373 | PVC | 8 | 131 Longhorn Ln | Ojai | 2 | 0.01619 | 1982 | U-26-14 | A | None |  |  |  | 75 | 44 | 2057 | 45506 | 1982 | 373
Q-28-04-Q-28-05 | AO2 | 373 | PVC | 8 | 230 Saddle Ln | Ojai | 2 | 0.01796 | 1982 | U-26-14 | A | None |  |  |  | 75 | 44 | 2057 | 45506 | 1982 | 373
Q-28-03-Q-28-04 | AO2 | 398 | PVC | 8 | 290 Saddle Ln | Ojai | 2 | 0.00719 | 1982 | U-26-635 | A | None |  |  |  | 75 | 44 | 2057 | 48556 | 1982 | 398
Q-29-23-Q-29-24 | AO2 | 189 | PVC | 8 | 291 Longhorn Ln | Ojai | 2 | 0.05069 | 1982 | U-26-16 | A | None |  |  |  | 75 | 44 | 2057 | 23058 | 1982 | 189
Q-29-24-Q-29-25 | AO2 | 359 | PVC | 8 | 340 Longhorn Ln | Ojai | 2 | 0.03735 | 1982 | U-26-15,U-26-16 | A | None |  |  |  | 75 | 44 | 2057 | 43798 | 1982 | 359
Q-29-25-Q-29-26 | AO2 | 341 | PVC | 8 | 240 Longhorn Ln | Ojai | 2 | 0.04543 | 1982 | U-26-15 | A | None |  |  |  | 75 | 44 | 2057 | 41602 | 1982 | 341
Q-29-26-Q-28-04 | AO2 | 337 | PVC | 8 | 180 Longhorn Ln | Ojai | 2 | 0.01537 | 1982 | U-26-15 | A | None |  |  |  | 75 | 44 | 2057 | 41114 | 1982 | 337
Q-29-27-Q-28-03 | AO2 | 398 | PVC | 8 | 360 Saddle Ln | Ojai | 2 | 0.00397 | 1982 | U-26-18 | A | None |  |  |  | 75 | 44 | 2057 | 48556 | 1982 | 398
Q-29-28-Q-29-27 | AO2 | 348 | PVC | 8 | 420 Saddle Ln | Ojai | 2 | -0.00399 | 1982 | U-26-18 | A | None |  |  |  | 75 | 44 | 2057 | 42456 | 1982 | 348
Q-29-22-R-29-12 | AO2 | 333 | PVC | 8 | 490 Buckboard Ln | Ojai | 2 | 0.05709 | 1982 | U-26-22 | A | None |  |  |  | 75 | 44 | 2057 | 40626 | 1982 | 333
R-29-12-R-29-11 | AO2 | 255 | PVC | 8 | 550 Buckboard Ln | Ojai | 2 | 0.10439 | 1982 | U-26-21 | A | None |  |  |  | 75 | 44 | 2057 | 31110 | 1982 | 255
R-29-11-R-29-13 | AO2 | 397 | PVC | 8 | 600 Saddle Ln | Ojai | 2 | 0.02257 | 1982 | U-26-20,U-26-21 | A | None |  |  |  | 75 | 44 | 2057 | 48434 | 1982 | 397
R-29-13-Q-29-28 | AO2 | 368 | PVC | 8 | 551 Saddle Ln | Ojai | 2 | 0.00391 | 1982 | U-26-18,U-26-20 | A | None |  |  |  | 75 | 44 | 2057 | 44896 | 1982 | 368
R-29-10-R-29-11 | AO2 | 400 | PVC | 8 | 671 Saddle Ln | Ojai | 2 | 0.00398 | 1982 | U-26-23 | A | None |  |  |  | 75 | 44 | 2057 | 48800 | 1982 | 400
R-29-09-R-29-10 | AO2 | 400 | PVC | 8 | 811 Saddle Ln | Ojai | 2 | 0.01185 | 1982 | U-26-23 | A | None |  |  |  | 75 | 44 | 2057 | 48800 | 1982 | 400
R-29-02-R-29-09 | AO2 | 323 | PVC | 8 | 410 Bryant Cir | Ojai | 2 | 0.05266 | 1982 | U-26-34 | A | None |  |  |  | 75 | 44 | 2057 | 39406 | 1982 | 323
Q-29-29-R-29-15 | AO2 | 331 | PVC | 6 | 605 Pope Ln | Ojai | 2 | 0.06045 | 1991 | U-26-551 | A | None |  |  |  | 75 | 35 | 2066 | 132400 | 1991 | 331
R-29-15-R-29-14 | AO2 | 301 | PVC | 6 | 420 Bryant Cir | Ojai | 2 | 0.04767 | 1991 | U-26-551 | A | None |  |  |  | 75 | 35 | 2066 | 120400 | 1991 | 301
R-29-14-R-29-01 | AO2 | 167 | PVC | 8 | 420 Bryant Cir | Ojai | 2 | 0.01299 | 1991 | U-26-551 | A | None |  |  |  | 75 | 35 | 2066 | 20374 | 1991 | 167
R-29-01-R-29-02 | AO2 | 409 | PVC | 8 | 418 Bryant Cir | Ojai | 2 | 0.00538 | 1982 | U-26-34 | A | None |  |  |  | 75 | 44 | 2057 | 49898 | 1982 | 409
R-29-04-R-29-03 | AO2 | 393 | PVC | 8 | 406 Bryant Cir | Ojai | 2 | 0.00565 | 1986 | U-26-74 | A | None |  |  |  | 75 | 40 | 2061 | 47946 | 1986 | 393
R-29-03-R-29-02 | AO2 | 217 | PVC | 8 | 408 Bryant Cir | Ojai | 2 | 0.00558 | 1982 | U-26-34 | A | None |  |  |  | 75 | 44 | 2057 | 26474 | 1982 | 217
R-29-08-R-29-09 | AO2 | 400 | PVC | 8 | 851 Saddle Ln | Ojai | 2 | 0.025 | 1982 | U-26-23 | A | None |  |  |  | 75 | 44 | 2057 | 48800 | 1982 | 400
R-29-05-R-29-06 | AO2 | 78 | PVC | 8 | 901 Saddle Ln | Ojai | 2 | 0.00387 | 1982 | U-26-35 | L | None |  |  |  | 75 | 44 | 2057 | 9516 | 1982 | 78
R-29-06-R-29-08 | AO2 | 350 | PVC | 8 | 901 Saddle Ln | Ojai | 2 | 0.00395 | 1982 | U-26-35 | L | None |  |  |  | 75 | 44 | 2057 | 42700 | 1982 | 350
R-30-14-R-29-04 | AO2 | 378.45 | PVC | 8 | 402 Bryant St | Ojai | 1 | 0.00574 | 1986 | U-26-74 | A | None |  |  |  | 75 | 40 | 2061 | 46170.9 | 1986 | 378.45
R-29-16-R-29-03 | AO2 | 130.98 | PVC | 8 | 407 Bryant Cir | Ojai |  |  |  | 60004 |  | None |  |  |  | 75 | 2026 | 2055 | 15979.56 | 0 | 130.98
R-29-17-R-29-16 | AO2 | 368.17 | PVC | 8 | 407 Bryant Cir | Ojai |  |  | 2009 | 60004 |  | None |  |  |  | 75 | 17 | 2084 | 44916.74 | 2009 | 368.17
R-31-21-R-31-29 | AO3 | 341 | PVC | 8 | 609 N Fulton St | Ojai | 2 | 0.01396 | 1926 | U-86-512 | A | None |  |  |  | 75 | 100 | 2001 | 41602 | 1926 | 341
R-31-19-R-31-18 | AO3 | 86.18 | PVC | 8 | 703 Grand Ave | Ojai | 2 | 0.00442 | 1990 | U-26-566 | A | None |  |  |  | 75 | 36 | 2065 | 10513.96 | 1990 | 86.18
R-31-15-R-31-19 | AO3 | 129 | PVC | 6 | 706 Grand Ave | Ojai | 2 | 0.0093 | 1990 | U-26-566 | A | None |  |  |  | 75 | 36 | 2065 | 51600 | 1990 | 129
R-31-05-R-31-20 | AO3 | 458.3 | PVC | 8 | 901 Grand Ave | Ojai | 2 | 0.00385 | 2001 | U-26-512 | A | None |  |  |  | 75 | 25 | 2076 | 55912.6 | 2001 | 458.3
R-31-28-R-31-30 | AO3 | 350 | PVC | 8 | 601 N Fulton St | Ojai | 2 | 0.02217 | 1926 | U-26-512 | A | None |  |  |  | 75 | 100 | 2001 | 42700 | 1926 | 350
R-31-14-R-31-19 | AO3 | 347 | PVC | 8 | 802 N Drown Ave | Ojai | 3 | 0.01651 | 1990 | U-26-566 | A | None |  |  |  | 75 | 36 | 2065 | 42334 | 1990 | 347
R-31-02-R-31-37 | AO3 | 294 | PVC | 8 | 714 Grandview Ave | Ojai | 2 | 0.01194 | 2001 | U-26-102 | A | None |  |  |  | 75 | 25 | 2076 | 35868 | 2001 | 294
R-32-30-R-31-14 | AO3 | 350 | PVC | 8 | 903 N Drown Ave | Ojai | 3 | 0.01751 | 1990 | U-26-566 | A | None |  |  |  | 75 | 36 | 2065 | 42700 | 1990 | 350
R-32-29-R-32-30 | AO3 | 350 | PVC | 8 | 1003 N Drown Ave | Ojai | 3 | 0.02 | 1990 | U-26-566,U-26-567 | A | None |  |  |  | 75 | 36 | 2065 | 42700 | 1990 | 350
R-32-28-R-32-29 | AO3 | 350 | PVC | 8 | 1015 N Drown Ave | Ojai | 3 | 0.025 | 1990 | U-26-567 | A | None |  |  |  | 75 | 36 | 2065 | 42700 | 1990 | 350
R-32-19-R-32-44 | AO3 | 44 | PVC | 8 | 1302 N Drown Ave | Ojai | 3 | 0.03854 | 1990 | U-26-567 | A | None |  |  |  | 75 | 36 | 2065 | 5368 | 1990 | 44
R-32-44-R-32-43 | AO3 | 350 | PVC | 8 | 533 Pleasant Ave | Ojai | 3 | 0.032 | 1990 | U-26-567 | A | None |  |  |  | 75 | 36 | 2065 | 42700 | 1990 | 350
R-32-43-R-32-28 | AO3 | 350 | PVC | 8 | 1207 N Drown Ave | Ojai | 3 | 0.03 | 1990 | U-26-567 | A | None |  |  |  | 75 | 36 | 2065 | 42700 | 1990 | 350
R-32-47-R-32-03 | AO3 | 114 | PVC | 6 | 809 Mountain View Ave | Ojai | 3 | 0 | 1955 | No As-Built | A | None |  |  |  | 75 | 71 | 2030 | 45600 | 1955 | 114
R-31-20-R-31-21 | AO3 | 15 | PVC | 8 | 801 Grand Ave | Ojai | 2 | 0.00771 | 2001 | U-26-512 | A | None |  |  |  | 75 | 25 | 2076 | 1830 | 2001 | 15
R-31-38-R-31-39 | AO3 | 333 | PVC | 8 | 813 Williams Pl | Ojai |  |  |  | 60003 |  | None |  |  |  | 75 | 2026 | 2055 | 40626 | 0 | 333
R-30-30-R-30-32 | AO4 | 250 | PVC | 12 | 409 FOX ST | Ojai | 2 | 0.00545 | 1994 | U-26-609 | G | None |  |  |  | 75 | 32 | 2069 | 45750 | 1994 | 250
R-30-32-R-30-22 | AO4 | 163 | PVC | 12 | 409 FOX ST | Ojai | 2 | 0.00886 | 1994 | U-26-609 | G | None |  |  |  | 75 | 32 | 2069 | 29829 | 1994 | 163
R-30-21-R-30-22 | AO4 | 340 | PVC | 8 | 216 FOX ST | Ojai | 3 | 0.00429 | 1994 | U-26-627 | A | None |  |  |  | 75 | 32 | 2069 | 41480 | 1994 | 340
R-30-24-R-30-30 | AO4 | 191 | PVC | 8 | 601 PEARL ST | Ojai | 2 | 0.0045 | 1994 | U-26-628 | A | None |  |  |  | 75 | 32 | 2069 | 23302 | 1994 | 191
R-30-33-R-30-34 | AO4 | 163 | PVC | 8 | 308 S FULTON ST | Ojai | 3 | 0.01337 | 1994 | U-26-608 | A | None |  |  |  | 75 | 32 | 2069 | 19886 | 1994 | 163
R-30-23-R-30-24 | AO4 | 86 | PVC | 8 | 601 PEARL ST | Ojai | 3 | 0.00099 | 1994 | U-26-608,U-26-628 | A | None |  |  |  | 75 | 32 | 2069 | 10492 | 1994 | 86
R-30-29-R-30-17 | AO4 | 380 | PVC | 8 | 537 E. OJAI AVE | Ojai | 2 | 1.92671 | 1994 | U-26-628 | A | None |  |  |  | 75 | 32 | 2069 | 46360 | 1994 | 380
R-30-17-R-30-23 | AO4 | 370 | PVC | 8 | 208 BALD ST | Ojai | 3 | 0.00661 | 1994 | U-26-628 | A | None |  |  |  | 75 | 32 | 2069 | 45140 | 1994 | 370
R-30-18-R-30-33 | AO4 | 313 | PVC | 8 | 204 S FULTON ST | Ojai | 3 | 0.01337 | 1994 | U-26-629 | A | None |  |  |  | 75 | 32 | 2069 | 38186 | 1994 | 313
R-30-31-R-30-32 | AO4 | 195.1 | PVC | 8 | 409 FOX ST | Ojai | 2 | 0.076265 | 1995 | U-26-609 | G | None | LINE ENTERING MH R-30-31 FROM THE SOUTH IS A LATERAL |  |  | 75 | 31 | 2070 | 23802.2 | 1995 | 195.1
R-32-38-R-32-23 | AO4 | 349.7 | PVC | 8 | 420 ANDREW DR | Ojai | 3 | 0.01651 | 1989 | U-26-556 | A | None |  |  |  | 75 | 37 | 2064 | 42663.4 | 1989 | 349.7
R-32-39-R-32-38 | AO4 | 118.58 | PVC | 8 | 420 ANDREW DR | Ojai | 3 | 0.00387 | 1989 | U-26-556 | A | None |  |  |  | 75 | 37 | 2064 | 14466.76 | 1989 | 118.58
R-32-40-R-32-39 | AO4 | 47.94 | PVC | 8 | 1198 RAINS CT | Ojai | 3 | 0.00854 | 1989 | U-26-557 | A | None |  |  |  | 75 | 37 | 2064 | 5848.68 | 1989 | 47.94
R-32-41-R-32-40 | AO4 | 94 | PVC | 8 | 1202 RAINS CT | Ojai | 3 | 0.00734 | 1989 | U-26-557 | A | None |  |  |  | 75 | 37 | 2064 | 11468 | 1989 | 94
R-32-46-R-32-45 | AO4 | 72 | PVC | 6 | 1312 Montgomery St | Ojai | 4 | 0.07042 | 1992 | U-26-569 | F | None |  |  |  | 75 | 34 | 2067 | 28800 | 1992 | 72
R-32-45-R-32-12 | AO4 | 40 | PVC | 6 | 1305 Daly Rd | Ojai | 4 | 0.04417 | 1992 | U-26-569 | F | None |  |  |  | 75 | 34 | 2067 | 16000 | 1992 | 40
R-32-42-R-32-41 | AO4 | 226.48 | PVC | 8 | 1206 RAINS CT | Ojai | 3 | 0.02465 | 1989 | U-26-557 | A | None |  |  |  | 75 | 37 | 2064 | 27630.56 | 1989 | 226.48
Q-30-64-Q-30-63 | AO4 | 310 | PVC | 12 | 408 S MONTGOMERY ST | Ojai | 2 | 2.32226 | 1994 | U-26-609 | A | None | MH LOCATED NEXT TO FENCE UNDER BLACKBERRY BUSHES HALFWAY BETWEEN FOX ST. |  |  | 75 | 32 | 2069 | 56730 | 1994 | 310
R-30-22-Q-30-64 | AO4 | 339 | PVC | 12 | 409 FOX ST | Ojai | 2 | 0.00886 | 1994 | U-26-609 | A | None |  |  |  | 75 | 32 | 2069 | 62037 | 1994 | 339
Q-30-49-R-30-21 | AO4 | 340 | PVC | 6 | 402 E WILLOW ST | Ojai | 3 | 0.00429 | 1994 | U-26-607 | A | None |  |  |  | 75 | 32 | 2069 | 136000 | 1994 | 340
Q-30-65-Q-30-48 | AO4 | 285 | PVC | 6 | 309C S MONTGOMERY ST | Ojai | 3 | 0.00469 | 1991 | U-26-568 | A | None |  |  |  | 75 | 35 | 2066 | 114000 | 1991 | 285
Q-30-61-Q-30-62 | AO4 | 223 | PVC | 12 | OJAI TRAIL | Ojai | 2 | 0.02091 | 1994 | U-26-637 | A | None |  |  |  | 75 | 32 | 2069 | 40809 | 1994 | 223
Q-30-62-Q-30-63 | AO4 | 158 | PVC | 12 | 313 S MONTGOMERY ST | Ojai | 2 | 0.02443 | 1994 | U-26-637 | A | None |  |  |  | 75 | 32 | 2069 | 28914 | 1994 | 158
Q-30-32-Q-30-33 | AO4 | 177 | PVC | 6 | 109 S MONTGOMERY ST | Ojai | 1 | 0.006 | 1994 | U-26-605 | A | None | FIRST 33 FT OF LINE VCP THE REST IS CAST IRON |  |  | 75 | 32 | 2069 | 70800 | 1994 | 177
Q-30-35-Q-30-36 | AO4 | 326.9 | PVC | 6 | 402 E TOPA TOPA RD | Ojai | 1 | 0.00253 | 1994 | U-26-605 | A | None |  |  |  | 75 | 32 | 2069 | 130760 | 1994 | 326.9
Q-30-36-R-30-21 | AO4 | 357 | PVC | 8 | 112 FOX ST | Ojai | 1 | 0.01727 | 1994 | U-26-627 | A | None |  |  |  | 75 | 32 | 2069 | 43554 | 1994 | 357
Q-30-30-Q-30-36 | AO4 | 275 | PVC | 6 | 108 FOX ST | Ojai | 1 | 0.00231 | 1994 | U-26-627 | A | None | MH Q-30-30 IS A DROP MH |  |  | 75 | 32 | 2069 | 110000 | 1994 | 275
Q-30-15-Q-30-16 | AO4 | 235.4 | PVC | 6 | 250 E OJAI AVE | Ojai | 3 | 0.01278 | 1994 | U-26-600 | D | None | DONE DWIGHT JUSTIN DAVID |  |  | 75 | 32 | 2069 | 94160 | 1994 | 235.4
Q-30-16-Q-30-17 | AO4 | 35.9 | PVC | 8 | 305 E MATILIJA ST | Ojai | 3 | 0.01788 | 1994 | U-26-600 | A | None |  |  |  | 75 | 32 | 2069 | 4379.8 | 1994 | 35.9
Q-30-69-Q-30-12 | AO4 | 335 | PVC | 8 | 304 E MATILIJA ST | Ojai | 3 | 0.01185 | 1994 | U-26-599 | A | None |  |  |  | 75 | 32 | 2069 | 40870 | 1994 | 335
Q-30-27-Q-30-21 | AO4 | 27 | PVC | 6 | 360 E OJAI AVE | Ojai | 1 | 0.00247 | 1994 | U-26-624 | A | None | MH Q-30-27 IS A DROP MH |  |  | 75 | 32 | 2069 | 10800 | 1994 | 27
Q-30-03-Q-30-04 | AO4 | 401 | PVC | 8 | 206 E ALISO ST | Ojai | 3 | 0.0101 | 1994 | U-26-596 | A | None |  |  |  | 75 | 32 | 2069 | 48922 | 1994 | 401
Q-30-04-Q-30-05 | AO4 | 149 | PVC | 8 | 218 E ALISO ST | Ojai | 3 | 0.00617 | 1994 | U-26-596 | A | None | PIPE ENTERING AND LEAVING MH Q-30-66 IS CIP |  |  | 75 | 32 | 2069 | 18178 | 1994 | 149
R-30-15-R-30-18 | AO4 | 396 | PVC | 8 | 110 S FULTON ST | Ojai | 3 | -1.86149 | 1994 | U-26-629 | A | None |  |  |  | 75 | 32 | 2069 | 48312 | 1994 | 396
R-31-13-Q-31-05 | AO4 | 420 | PVC | 8 | 414 GRAND AVE | Ojai | 2 | 0.006 | 1926 | U-26-504 | A | None |  |  |  | 75 | 100 | 2001 | 51240 | 1926 | 420
Q-31-01-Q-31-02 | AO4 | 300 | PVC | 8 | 216 Park Ave | Ojai | 4 | 0.01903 | 1982 | U-26-45 | G | None |  |  |  | 75 | 44 | 2057 | 36600 | 1982 | 300
Q-31-02-Q-31-10 | AO4 | 368 | PVC | 8 | 711 Olive St | Ojai | 3 | 2.15516 | 1982 | U-26-45,U-26-309 | A | None |  |  |  | 75 | 44 | 2057 | 44896 | 1982 | 368
Q-31-22-Q-31-23 | AO4 | 105 | PVC | 6 | 203 SUMMER ST | Ojai | 3 | 0.02733 | 1994 | U-26-589 | A | None |  |  |  | 75 | 32 | 2069 | 42000 | 1994 | 105
Q-31-23-Q-31-29 | AO4 | 400 | PVC | 6 | 211 SUMMER ST | Ojai | 3 | 0.0213 | 1994 | U-26-589 | A | None |  |  |  | 75 | 32 | 2069 | 160000 | 1994 | 400
Q-31-38-Q-31-33 | AO4 | 400 | PVC | 6 | 412 FRANKLIN ST | Ojai | 2 | 0.005 | 1994 | U-26-642 | A | None |  |  |  | 75 | 32 | 2069 | 160000 | 1994 | 400
R-31-36-Q-31-35 | AO4 | 394 | PVC | 8 | 516 E ALISO ST | Ojai | 3 | 0.0086 | 1994 | U-26-596,U-26-643 | A | None |  |  |  | 75 | 32 | 2069 | 48068 | 1994 | 394
R-31-33-R-31-36 | AO4 | 400 | PVC | 6 | 516 E ALISO ST | Ojai | 3 | 0.005 | 1994 | U-26-643 | A | None | M-H R-31-36 WAS FOUND-RAISED AND PUT BACK INTO SERVICE 10-18-91 |  |  | 75 | 32 | 2069 | 160000 | 1994 | 400
Q-31-31-Q-31-32 | AO4 | 267 | PVC | 8 | 312 LION ST | Ojai | 3 | 0.01642 | 1994 | U-26-623 | A | None |  |  |  | 75 | 32 | 2069 | 32574 | 1994 | 267
Q-32-18-Q-32-14 | AO4 | 133.8 | PVC | 8 | 1311 N Montgomery St | Ojai | 4 | 0.03537 | 1992 | U-26-569 | A | None |  |  |  | 75 | 34 | 2067 | 16323.6 | 1992 | 133.8
Q-32-01-Q-32-02 | AO4 | 246 | PVC | 6 | 300 Douglas St | Ojai | 4 | 0.04585 | 1987 | U-26-53 | A | None |  |  |  | 75 | 39 | 2062 | 98400 | 1987 | 246
Q-32-02-Q-32-03 | AO4 | 272 | PVC | 6 | 1207 N Montgomery St | Ojai | 4 | 0.0352 | 1987 | U-26-53 | A | None |  |  |  | 75 | 39 | 2062 | 108800 | 1987 | 272
Q-32-11-Q-31-03 | AO4 | 164 | PVC | 8 | 810 N Montgomery St | Ojai | 3 | 0 | 1977 | U-26-353 | A | None |  |  |  | 75 | 49 | 2052 | 20008 | 1977 | 164
Q-32-10-Q-31-01 | AO4 | 300 | PVC | 8 | 220 France Cir | Ojai | 4 | 0.05663 | 1982 | U-26-45 | G | None |  |  |  | 75 | 44 | 2057 | 36600 | 1982 | 300
Q-33-01-Q-33-02 | AO4 | 208.57 | PVC | 8 | 1436 N Montgomery St | Ojai | 4 | 0.06346 | 1992 | U-26-569 | A | None | MARC:JUSTIN |  |  | 75 | 34 | 2067 | 25445.54 | 1992 | 208.57
Q-33-02-Q-32-18 | AO4 | 153.77 | PVC | 8 | 1329 N Montgomery St | Ojai | 4 | 0.03565 | 1992 | U-26-569 | A | None |  |  |  | 75 | 34 | 2067 | 18759.94 | 1992 | 153.77
R-30-25-R-30-33 | AO4 | 32 | PVC | 8 | 308 S FULTON ST | Ojai | 3 | 0.01337 | 1994 | U-26-629 | A | None |  |  |  | 75 | 32 | 2069 | 3904 | 1994 | 32
Q-31-32-Q-30-04 | AO4 | 81 | PVC | 8 | 304 E ALISO ST | Ojai | 3 | 0.01588 | 1994 | U-26-623 | A | None |  |  |  | 75 | 32 | 2069 | 9882 | 1994 | 81
Q-32-04-Q-32-07 | AO4 | 238 | PVC | 6 | 930 N Signal St | Ojai | 4 | 0.13916 | 1982 | U-26-46 | E | None | Gate Combination is 3118 Owner; Bill Shanbrom, Hm 646-5175, Wk 646-6864 |  |  | 75 | 44 | 2057 | 95200 | 1982 | 238
Q-32-07-Q-32-09 | AO4 | 320 | PVC | 6 | 260 France Cir | Ojai | 4 | 0.04369 | 1982 | U-26-46 | A | None | Gate Combination IS 3118 |  |  | 75 | 44 | 2057 | 128000 | 1982 | 320
Q-32-09-Q-32-10 | AO4 | 360 | PVC | 6 | 240 France Cir | Ojai | 4 | 0.00421 | 1982 | U-26-46 | A | None | Call Craig McDonald before cleaning 640-6883 |  |  | 75 | 44 | 2057 | 144000 | 1982 | 360
R-30-34-R-30-24 | AO4 | 198 | PVC | 8 | 612 PEARL ST | Ojai |  |  | 1994 | U-26-608 | A | None |  |  |  | 75 | 32 | 2069 | 24156 | 1994 | 198
R-30-37-R-30-36 | AO4 | 110 | PVC | 8 | 108 OLIVEMILL LN | Ojai |  |  | 2001 | U-26-280 | A | None |  |  |  | 75 | 25 | 2076 | 13420 | 2001 | 110
R-30-36-R-30-35 | AO4 | 232 | PVC | 8 | 115 OLIVEMILL LN | Ojai |  |  | 2001 | U-26-280 | A | None |  |  |  | 75 | 25 | 2076 | 28304 | 2001 | 232
R-30-35-R-30-34 | AO4 | 282 | PVC | 8 | 208 OLIVEMILL LN | Ojai |  |  | 2001 | U-26-280 | A | None |  |  |  | 75 | 25 | 2076 | 34404 | 2001 | 282
Q-32-18-Q-32-17 | AO4 | 327.59 | PVC | 8 | 1055 N Signal St | Ojai |  |  |  | 60010 & 60011 |  | None |  |  |  | 75 | 2026 | 2055 | 39965.98 | 0 | 327.59
Q-30-11-Q-30-10 | AO5 | 286 | PVC | 8 | 214 E MATILIJA ST | Ojai | 3 | 0.00353 | 1994 | U-26-598 | A | None |  |  |  | 75 | 32 | 2069 | 34892 | 1994 | 286
Q-30-13-Q-30-26 | AO5 | 203 | PVC | 10 | 108 SIGNAL ST | Ojai | 2 | 0.01882 | 1994 | U-26-618,U-26-319 | A | None |  |  |  | 75 | 32 | 2069 | 30957.5 | 1994 | 203
Q-30-09-Q-30-10 | AO5 | 200 | PVC | 8 | 108 E MATILIJA ST | Ojai | 3 | 0.0033 | 1994 | U-26-598 | A | None |  |  |  | 75 | 32 | 2069 | 24400 | 1994 | 200
Q-30-01-Q-30-02 | AO5 | 350 | PVC | 8 | 102 VENTURA ST | Ojai | 2 | 0.011 | 1994 | U-26-595 | A | None | POSSIBLE HOUSE FLOODING IF HIGH WATER PRESSURE IS USED |  |  | 75 | 32 | 2069 | 42700 | 1994 | 350
Q-30-26-Q-30-40 | AO5 | 331 | PVC | 10 | 105 SIGNAL ST | Ojai | 2 | 0.01798 | 1994 | U-26-618 | A | None |  |  |  | 75 | 32 | 2069 | 50477.5 | 1994 | 331
Q-31-17-Q-31-21 | AO5 | 228 | PVC | 6 | 106 E OAK ST | Ojai | 2 | 0.02965 | 1994 | U-26-593 | A | None |  |  |  | 75 | 32 | 2069 | 91200 | 1994 | 228
P-31-19-P-31-23 | AO5 | 186 | PVC | 6 | 207 CANADA ST | Ojai | 3 | 0.03064 | 1994 | U-26-590 | A | None |  |  |  | 75 | 32 | 2069 | 74400 | 1994 | 186
P-31-39-P-31-24 | AO5 | 107 | PVC | 8 | 112 W OAK ST | Ojai | 2 | -7.7176 | 1966 | U-26-598 | A | None |  |  |  | 75 | 60 | 2041 | 13054 | 1966 | 107
P-31-20-P-31-24 | AO5 | 228 | PVC | 6 | 404 W OAK ST | Ojai | 2 | 0.01732 | 1994 | U-26-592 | A | None |  |  |  | 75 | 32 | 2069 | 91200 | 1994 | 228
P-31-24-P-30-01 | AO5 | 350 | PVC | 8 | 402 N BLANCHE ST | Ojai | 2 | 0.02451 | 1994 | U-26-612,U-26-613 | A | None | P-30-01 IS A DROP MANHOLE |  |  | 75 | 32 | 2069 | 42700 | 1994 | 350
P-29-08-P-29-07 | AO6 | 462 | PVC | 6 | 612 COUNTRY CLUB DR | Ojai | 2 | 0 | 1966 | U-26-322 | A | None | NO PROFILE |  |  | 75 | 60 | 2041 | 184800 | 1966 | 462
N-28-01-N-29-12 | AO7 | 356 | PVC | 8 | 413 STUART CT | Ojai | 3 | 0.0441 | 1979 | U-26-37 | A | None |  |  |  | 75 | 47 | 2054 | 43432 | 1979 | 356
N-29-12-N-29-13 | AO7 | 442 | PVC | 8 | 1322 LA PAZ DR | Ojai | 3 | 0.01088 | 1979 | U-26-36 | A | None |  |  |  | 75 | 47 | 2054 | 53924 | 1979 | 442
N-29-23-N-29-24 | AO7 | 178 | PVC | 8 | 1122 MARICOPA HW | Ojai | 3 | 0.00393 | 1975 | U-26-1 | A | None |  |  |  | 75 | 51 | 2050 | 21716 | 1975 | 178
N-29-21-N-29-23 | AO7 | 170 | PVC | 8 | 202-A CARILLO RD | Ojai | 3 | 0.00388 | 1975 | U-26-1 | A | None |  |  |  | 75 | 51 | 2050 | 20740 | 1975 | 170
N-29-20-N-29-21 | AO7 | 151 | PVC | 8 | 211-F CARILLO RD | Ojai | 3 | 0.00974 | 1975 | U-26-2 | A | None |  |  |  | 75 | 51 | 2050 | 18422 | 1975 | 151
N-29-22-N-29-21 | AO7 | 186 | PVC | 8 | 202 CARILLO RD | Ojai | 3 | 0.00392 | 1975 | U-26-3 | A | None |  |  |  | 75 | 51 | 2050 | 22692 | 1975 | 186
O-29-01-N-29-19 | AO7 | 213 | PVC | 8 | 1004 CREEKSIDE | Ojai | 3 | 0.02714 | 1975 | U-26-5 | A | None |  |  |  | 75 | 51 | 2050 | 25986 | 1975 | 213
N-29-19-N-29-22 | AO7 | 255 | PVC | 8 | 1103 CARRILLO RD | Ojai | 3 | 0.01337 | 1975 | U-26-5 | E | None |  |  |  | 75 | 51 | 2050 | 31110 | 1975 | 255
O-29-02-N-29-22 | AO7 | 382.65 | PVC | 8 | 202 DEL NORTE RD | Ojai | 3 | 0 | 1975 | U-26-4 | A | None | LINE ENTERING MH O-29-02 IS A LATERAL |  |  | 75 | 51 | 2050 | 46683.3 | 1975 | 382.65
N-29-18-N-29-20 | AO7 | 333 | PVC | 8 | 203 CREEKSIDE DR | Ojai | 3 | 0.02243 | 1975 | U-26-2 | A | None |  |  |  | 75 | 51 | 2050 | 40626 | 1975 | 333
M-29-15-N-29-12 | AO7 | 356 | PVC | 8 | 1414 LA PAZ DR | Ojai | 3 | 0.00396 | 1979 | U-26-36 | A | None |  |  |  | 75 | 47 | 2054 | 43432 | 1979 | 356
O-29-06-O-29-"Y" | AO7 | 188 | PVC | 6 | 987 W OJAI AVE | Not Assigned |  |  |  | U-26-564 |  | None |  |  |  | 75 | 2026 | 2055 | 75200 | 0 | 188
Q-28-10A-Q-28-11A | AO8 | 90 | PVC | 15 | 904 CREEK RD | Ojai | 2 | 0.02222 | 1963 | U-26-473 | I | None | CREEK ROAD INVERTED SIPHON #2 12" PVC AND 15" PVC BOTH 90 FEET LONG |  |  | 75 | 63 | 2038 | 20587.5 | 1963 | 90
Q-29-19-Q-29-10 | AO8 | 111 | PVC | 12 | 400 BUCKBOARD LN | Ojai | 2 | 0 | 1982 | U-26-22-A | A | None |  |  |  | 75 | 44 | 2057 | 20313 | 1982 | 111
Q-29-20-Q-29-19 | AO8 | 385 | PVC | 8 | 400 BUCKBOARD LN | Ojai | 2 | 0 | 1982 | U-26-22,U-26-22-A | A | None |  |  |  | 75 | 44 | 2057 | 46970 | 1982 | 385
Q-29-21-Q-29-20 | AO8 | 349 | PVC | 8 | 460 BUCKBOARD LN | Ojai | 2 | 0 | 1982 | U-26-22 | A | None |  |  |  | 75 | 44 | 2057 | 42578 | 1982 | 349
Q-28-10B-Q-28-11B | AO8 | 90 | PVC | 8 | CREEK RD | Ojai | 2 | 0.02222 | 1963 | U-26-473 | I | None | CREEK ROAD INVERTED SIPHON #2 12" PVC AND 15" PVC BOTH 90 FEET LONG |  |  | 75 | 63 | 2038 | 10980 | 1963 | 90
I-26-02-I-26-03 | BO3 | 196 | PVC | 18 | 409 OLD BALDWIN RD | Ojai | 2 | 0.01057 | 1964 | U-26-341 | A | None |  |  |  | 75 | 62 | 2039 | 53802 | 1964 | 196
H-24-05-H-24-06 | BO4 | 412.6 | PVC | 21 | 655 BURNHAM RD | Oak View | 2 | 0.01518 | 1964 | U-26-335 | A | None | 11.1' is ACP |  |  | 75 | 62 | 2039 | 132135.15 | 1964 | 412.6
G-21-07-G-21-"S/A"1 | BO4 | 22 | PVC | 18 | 778 SANTA ANA BLVD | Oak View | 1 | 0 | 1964 | U-26-59 | F | None | MH G-21-07 IS A METERING MH, MH G-21-06 IS A WET-WELL FOR SANTA ANA LIFT STATION |  |  | 75 | 62 | 2039 | 6039 | 1964 | 22
K-22-01-K-22-02 | AO9 | 400 | PVC | 6 | 10587 ENCINO DR | Oak View | 2 | 0.07598 | 1981 | U-26-257 | A | None |  |  |  | 75 | 45 | 2056 | 160000 | 1981 | 400
K-22-02-K-22-03 | AO9 | 248 | PVC | 6 | 10561 ENCINO DR | Oak View | 2 | 0.10165 | 1981 | U-26-302 | A | None |  |  |  | 75 | 45 | 2056 | 99200 | 1981 | 248
K-22-03-K-22-04 | AO9 | 162 | PVC | 6 | 10484 CREEK RD | Oak View | 2 | 0.04383 | 1981 | U-26-302 | A | None |  |  |  | 75 | 45 | 2056 | 64800 | 1981 | 162
K-22-04-K-21-01 | AO9 | 311 | PVC | 6 | 10484 CREEK RD | Oak View | 2 | 0.0965 | 1981 | U-26-302 | G | None |  |  |  | 75 | 45 | 2056 | 124400 | 1981 | 311
K-22-16-K-22-08 | AO9 | 40 | PVC | 6 | CREEK RD | Oak View | 3 | 0.0112 | 1987 | No As-Built | A | None |  |  |  | 75 | 39 | 2062 | 16000 | 1987 | 40
J-22-16-J-22-15 | AO9 | 100 | PVC | 6 | 10618 ENCINO DR | Oak View | 2 | 0.1042 | 1981 | U-26-257 | A | None |  |  |  | 75 | 45 | 2056 | 40000 | 1981 | 100
J-22-15-K-22-01 | AO9 | 400 | PVC | 6 | 10618 ENCINO DR | Oak View | 2 | 0.13238 | 1981 | U-26-257 | A | None |  |  |  | 75 | 45 | 2056 | 160000 | 1981 | 400
K-23-06-L-23-01 | AO9 | 398 | PVC | 6 | 10818 OAK KNOLL DR | Oak View | 2 | 0.0609 | 1988 | 56664 | A | None | LATERAL COING INTO MH K-23-06 |  |  | 75 | 38 | 2063 | 159200 | 1988 | 398
L-23-01-L-23-02 | AO9 | 52 | PVC | 6 | 11883 OAK KNOLL DR | Oak View | 2 | 0.00942 | 1988 | 56664 | A | None |  |  |  | 75 | 38 | 2063 | 20800 | 1988 | 52
M-24-01-M-24-02 | AO9 | 41 | PVC | 6 | 11333 CREEK RD | Ojai | 2 | 0.02268 | 1986 | U-26-253 | A | None |  |  |  | 75 | 40 | 2061 | 16400 | 1986 | 41
L-24-02-M-24-01 | AO9 | 60 | PVC | 6 | 11061 CREEK RD | Oak View | 2 | 0.00483 | 1986 | U-26-253 | A | None |  |  |  | 75 | 40 | 2061 | 24000 | 1986 | 60
L-23-11-L-23-08 | AO9 | 80 | PVC | 6 | 11055 CREEK RD | Oak View | 2 | 0 | 1985 | No As-Built | A | None |  |  |  | 75 | 41 | 2060 | 32000 | 1985 | 80
J-20-06-J-20-04 | AO9 | 5 | PVC | 8 | 10156 CREK RD | Oak View | 1 |  | 2002 | U-26-456-A | NA | None |  |  |  | 75 | 24 | 2077 | 610 | 2002 | 5
J-20-07-J-20-06 | AO9 | 77 | PVC | 8 | CREEK RD | Oak View | 1 |  | 2002 | U-26-456-A | NA | None |  |  |  | 75 | 24 | 2077 | 9394 | 2002 | 77
K-22-17-K-22-10 | AO9 | 40 | PVC | 6 | CREEK RD | Oak View | 3 | 0.01119 | 1990 | No As-Built | A | None |  |  |  | 75 | 36 | 2065 | 16000 | 1990 | 40
K-22-18-K-22-19 | AO9 | 154 | PVC | 8 | 10810 Creek Rd | Oak View |  |  |  | 60014 & 60015 |  | None |  |  |  | 75 | 2026 | 2055 | 18788 | 0 | 154
L-23-12-L-23-07 | AO9 | 80 | PVC | 8 | 10981 Creek Rd | Oak View |  |  |  | None |  | None |  |  |  | 75 | 2026 | 2055 | 9760 | 0 | 80
L-23-13-L-23-12 | AO9 | 75 | PVC | 6 | 11013 Creek Rd | Oak View |  |  |  | NONE |  | None |  |  |  | 75 | 2026 | 2055 | 30000 | 0 | 75
Q-30-06-Q-30-08 | A10 | 240 | PVC | 6 | 208 N VENTURA ST | Ojai | 2 | 0.01277 | 1994 | U-26-616 | A | None |  |  |  | 75 | 32 | 2069 | 96000 | 1994 | 240
Q-30-07-Q-30-08 | A10 | 240 | PVC | 8 | 111 W MATILIJA ST | Ojai | 2 | 0.00639 | 1994 | U-26-598 | A | None |  |  |  | 75 | 32 | 2069 | 29280 | 1994 | 240
Q-30-40-Q-30-55 | A10 | 408 | PVC | 10 | 201 S SIGNAL ST | Ojai | 2 | 0.0049 | 1994 | U-26-618 | A | None | LINE GOING TO THE EAST IS THE CITY OF OJAI'S LATERAL FROM LIBBY PARK |  |  | 75 | 32 | 2069 | 62220 | 1994 | 408
Q-30-45-Q-30-54 | A10 | 241 | PVC | 6 | 101 S VENTURA ST | Ojai | 2 | 0.03726 | 1994 | U-26-615 | A | None |  |  |  | 75 | 32 | 2069 | 96400 | 1994 | 241
Q-30-53-Q-30-54 | A10 | 362 | PVC | 10 | 203 S BLANCHE ST | Ojai | 2 | 0.01387 | 1994 | U-26-606 | A | None |  |  |  | 75 | 32 | 2069 | 55205 | 1994 | 362
Q-30-54-Q-30-55 | A10 | 268 | PVC | 10 | 302 S VENTURA ST | Ojai | 2 | 0.01534 | 1994 | U-26-606 | A | None |  |  |  | 75 | 32 | 2069 | 40870 | 1994 | 268
Q-30-55-Q-30-61 | A10 | 400 | PVC | 12 | 303 S SIGNAL ST | Ojai | 2 | 0.0193 | 1994 | U-26-637 | A | None |  |  |  | 75 | 32 | 2069 | 73200 | 1994 | 400
Q-30-59-Q-30-55 | A10 | 265 | PVC | 6 | 307 S SIGNAL ST | Ojai | 2 | 0.00313 | 1994 | U-26-618 | A | None |  |  |  | 75 | 32 | 2069 | 106000 | 1994 | 265
Q-30-57-Q-30-53 | A10 | 370 | PVC | 6 | 311 S BLANCHE ST | Ojai | 2 | 0.01862 | 1994 | U-26-612 | A | None |  |  |  | 75 | 32 | 2069 | 148000 | 1994 | 370
Q-30-60-Q-30-59 | A10 | 265 | PVC | 6 | 406 S SIGNAL ST | Ojai | 2 | 0.06887 | 1994 | U-26-618,U-26-640 | A | None |  |  |  | 75 | 32 | 2069 | 106000 | 1994 | 265
P-29-25-P-29-24 | A10 | 190 | PVC | 6 | 510 COUNTRY CLUB DR | Ojai | 3 | 0.01484 | 1994 | U-26-602 | A | None | P-29-25 IS A CLEAN OUT |  |  | 75 | 32 | 2069 | 76000 | 1994 | 190
P-30-46-P-30-45 | A10 | 248 | PVC | 8 | OJAI TRAIL | Ojai | 3 | 0.00823 | 1994 | U-26-602 | A | None |  |  |  | 75 | 32 | 2069 | 30256 | 1994 | 248
P-30-45-P-30-43 | A10 | 380 | PVC | 8 | 409 TOPA TOPA ST | Ojai | 3 | 0.00795 | 1994 | U-26-603 | A | None |  |  |  | 75 | 32 | 2069 | 46360 | 1994 | 380
P-29-24-P-30-46 | A10 | 300 | PVC | 6 | 441 SAN ANTONIO ST | Ojai | 3 | 0.01053 | 1994 | U-26-602 | A | None |  |  |  | 75 | 32 | 2069 | 120000 | 1994 | 300
P-30-43-P-30-42 | A10 | 325 | PVC | 8 | 315 W TOPA TOPA ST | Ojai | 3 | 0.00335 | 1994 | U-26-603 | A | None |  |  |  | 75 | 32 | 2069 | 39650 | 1994 | 325
P-30-42-P-30-41 | A10 | 44 | PVC | 8 | 304 W TOPA TOPA ST | Ojai | 3 | 0.01796 | 1994 | U-26-603 | A | None |  |  |  | 75 | 32 | 2069 | 5368 | 1994 | 44
P-30-48-P-30-47 | A10 | 227 | PVC | 8 | 210 W SANTA ANA ST | Ojai | 1 | 0.00507 | 1994 | U-26-632 | A | None |  |  |  | 75 | 32 | 2069 | 27694 | 1994 | 227
P-30-40-P-30-47 | A10 | 264 | PVC | 8 | 214 W TOPA TOPA ST | Ojai | 2 | 0.03072 | 1994 | U-26-639 | F | None |  |  |  | 75 | 32 | 2069 | 32208 | 1994 | 264
P-30-41-P-30-40 | A10 | 109 | PVC | 8 | 212 W TOPA TOPA ST | Ojai | 2 | 0.06624 | 1994 | U-26-603 | A | None |  |  |  | 75 | 32 | 2069 | 13298 | 1994 | 109
P-30-47-Q-30-53 | A10 | 235 | PVC | 8 | OJAI TRAIL | Ojai | 2 | 0.00472 | 1994 | U-26-632 | A | None |  |  |  | 75 | 32 | 2069 | 28670 | 1994 | 235
P-30-30-P-30-41 | A10 | 280 | PVC | 6 | 305 W OJAI AVE | Ojai | 2 | 0.03729 | 1994 | U-26-611 | A | None |  |  |  | 75 | 32 | 2069 | 112000 | 1994 | 280
P-30-29-P-30-28 | A10 | 248 | PVC | 8 | 410 EL PASEO RD | Ojai | 3 | 0.01798 | 1994 | U-26-601 | A | None |  |  |  | 75 | 32 | 2069 | 30256 | 1994 | 248
P-30-28-P-30-25 | A10 | 246 | PVC | 8 | 314 EL PASEO RD | Ojai | 3 | 0.07386 | 1994 | U-26-601 | A | None |  |  |  | 75 | 32 | 2069 | 30012 | 1994 | 246
P-30-22-P-30-27 | A10 | 246 | PVC | 10 | 202 W OJAI AVE | Ojai | 2 | 0.00834 | 1994 | U-26-612 | A | None |  |  |  | 75 | 32 | 2069 | 37515 | 1994 | 246
P-30-26-P-30-27 | A10 | 161 | PVC | 6 | 211 W OJAI AVE | Ojai | 2 | 0.01 | 1994 | U-26-640 | A | None |  |  |  | 75 | 32 | 2069 | 64400 | 1994 | 161
P-30-27-Q-30-37 | A10 | 120 | PVC | 10 | 202 W OJAI AVE | Ojai | 2 | 0.0107 | 1994 | U-26-612 | A | None |  |  |  | 75 | 32 | 2069 | 18300 | 1994 | 120
Q-30-37-Q-30-53 | A10 | 345 | PVC | 10 | 111 S BLANCHE ST | Ojai | 2 | 0.02023 | 1994 | U-26-612 | A | None |  |  |  | 75 | 32 | 2069 | 52612.5 | 1994 | 345
P-30-12-P-30-14 | A10 | 246 | PVC | 8 | 200 N BLANCHE ST | Ojai | 3 | 0.02841 | 1994 | U-26-613 | A | None |  |  |  | 75 | 32 | 2069 | 30012 | 1994 | 246
P-30-15-P-30-14 | A10 | 255 | PVC | 6 | 112 CANADA ST | Ojai | 3 | 0.01882 | 1994 | U-26-598 | A | None |  |  |  | 75 | 32 | 2069 | 102000 | 1994 | 255
P-30-11-P-30-10 | A10 | 240 | PVC | 6 | 301 W ALISO ST | Ojai | 3 | -3.18808 | 1962 | U-26-312 | A | None | THIS MAINLINE IS TIED INTO LINE SEGMENT P-30-04 TO P-30-17.TIE-IN POINT IS APPROX |  |  | 75 | 64 | 2037 | 96000 | 1962 | 240
P-30-18-P-30-17 | A10 | 267 | PVC | 8 | 312 W MATILIJA ST | Ojai | 3 | 0.00674 | 1994 | U-26-597 | A | None |  |  |  | 75 | 32 | 2069 | 32574 | 1994 | 267
P-30-19-P-30-18 | A10 | 303 | PVC | 8 | 406 W MATILIJA ST | Ojai | 3 | 0.03099 | 1994 | U-26-597 | A | None |  |  |  | 75 | 32 | 2069 | 36966 | 1994 | 303
P-30-21-P-30-20 | A10 | 80 | PVC | 6 | 210 FOOTHILL RD | Ojai | 3 | 0.05 | 1994 | U-26-597 | A | None | P-30-21 IS A CLEANOUT |  |  | 75 | 32 | 2069 | 32000 | 1994 | 80
P-30-20-P-30-19 | A10 | 300 | PVC | 6 | 208 FOOTHILL RD | Ojai | 3 | 0.0366 | 1994 | U-26-597 | A | None | LINE ENTERING FROM THE WEST OF MH P-30-20 IS A LATERAL |  |  | 75 | 32 | 2069 | 120000 | 1994 | 300
P-30-09-P-30-08 | A10 | 113 | PVC | 8 | 304 FOOTHILL RD | Ojai | 3 | -7.02655 | 1994 | U-26-594 | A | None | P-30-09 IS A CLEANOUT |  |  | 75 | 32 | 2069 | 13786 | 1994 | 113
P-30-52-P-30-29 | A10 | 70 | PVC | 8 | 103 FOOTHILL RD | Ojai | 3 | 0.06177 | 1994 | U-26-601 | A | None |  |  |  | 75 | 32 | 2069 | 8540 | 1994 | 70
P-31-07-P-31-06 | A10 | 159 | PVC | 8 | 311 SUMMER ST | Ojai | 2 | 0.01 | 1984 | U-26-101 | A | None |  |  |  | 75 | 42 | 2059 | 19398 | 1984 | 159
P-31-27-P-31-28 | A10 | 335 | PVC | 8 | 412 MALLORY WAY | Ojai | 3 | 0.02655 | 1994 | U-26-610 | A | None |  |  |  | 75 | 32 | 2069 | 40870 | 1994 | 335
P-31-28-P-30-06 | A10 | 300 | PVC | 8 | 312 MALLORY WAY | Ojai | 3 | 0.03339 | 1994 | U-26-610 | A | None |  |  |  | 75 | 32 | 2069 | 36600 | 1994 | 300
P-31-35-P-31-34 | A10 | 292.5 | PVC | 8 | 551 QUAIL OAKS DR | Ojai | 3 | 0.01249 | 1989 | U-26-549 | A | None | LINE ENTERING MH P-31-35 IS A LATERAL FOR 551 QUAIL OAKS DR. |  |  | 75 | 37 | 2064 | 35685 | 1989 | 292.5
P-31-34-P-31-33 | A10 | 165 | PVC | 8 | 508 W EUCALYPTUS ST | Ojai | 3 | 0.00388 | 1989 | U-26-549 | F | None |  |  |  | 75 | 37 | 2064 | 20130 | 1989 | 165
P-31-38-P-31-37 | A10 | 333 | PVC | 8 | 599 QUAIL OAKS DR | Ojai | 3 | 0.02958 | 1989 | U-26-549 | F | None | MH P-31-37 IS LOCATED IN BACKYARD OF 599 QUAIL OAKS DR |  |  | 75 | 37 | 2064 | 40626 | 1989 | 333
P-31-37-P-31-36 | A10 | 103.5 | PVC | 8 | 599 QUAIL OAKS DR | Ojai | 3 | 0.00788 | 1989 | U-26-549 | F | None | MH P-31-37 IS LOCATED IN BACKYARD OF 599 QUAIL OAKS DR. |  |  | 75 | 37 | 2064 | 12627 | 1989 | 103.5
P-31-36-P-31-34 | A10 | 138.6 | PVC | 8 | 508 W EUCALYPTUS ST | Ojai | 3 | 0.00432 | 1989 | U-26-549 | F | None |  |  |  | 75 | 37 | 2064 | 16909.2 | 1989 | 138.6
P-32-18-P-32-17 | A10 | 210 | PVC | 8 | 1210 FOOTHILL RD | Ojai | 3 | 0 | 1965 | U-26-92 | F | None |  |  |  | 75 | 61 | 2040 | 25620 | 1965 | 210
N-30-05-N-30-06 | BO1 | 100 | PVC | 8 | 207 CHURCH RD | Ojai | 2 | 0.0299 | 1980 | U-26-99 | A | None |  |  |  | 75 | 46 | 2055 | 12200 | 1980 | 100
N-30-06-N-29-33 | BO1 | 391 | PVC | 8 | 207 CHURCH RD | Ojai | 2 | 0.01859 | 1980 | U-26-99 | A | None |  |  |  | 75 | 46 | 2055 | 47702 | 1980 | 391
M-29-14-M-29-13 | BO1 | 300 | PVC | 8 | 1420 LA PAZ DR | Ojai | 2 | 0.0181 | 1979 | U-26-36 | A | None | MH M-29-14 HAS EASEMENT |  |  | 75 | 47 | 2054 | 36600 | 1979 | 300
M-29-20-M-29-22 | BO1 | 151 | PVC | 8 | 66 TAORMINA LN | Ojai |  | 0 | 1969 | U-26-78 |  | None |  |  |  | 75 | 57 | 2044 | 18422 | 1969 | 151
M-29-21-M-29-22 | BO1 | 117 | PVC | 8 | 67 TAORMINA LN | Ojai |  | 0 | 1977 | U-26-76 | A | None |  |  |  | 75 | 49 | 2052 | 14274 | 1977 | 117
M-29-22-M-29-23 | BO1 | 244 | PVC | 8 | 73 TAORMINA LN | Ojai |  | 0 | 1977 | U-26-76 | A | None |  |  |  | 75 | 49 | 2052 | 29768 | 1977 | 244
M-29-23-M-29-24 | BO1 | 172 | PVC | 8 | 53 TAORMINA LN | Ojai |  | 0 | 1977 | U-26-76 | A | None |  |  |  | 75 | 49 | 2052 | 20984 | 1977 | 172
M-30-23-M-30-38 | BO1 | 172 | PVC | 6 | 360 MONTANA RD | Ojai | 4 | 0.07227 | 1991 | U-26-577 | A | None | THIS LINE SERVES ONLY ONE RESIDENCE, HAS EXCELLENT SLOPE AND MAY NOT NEED CLEANING |  |  | 75 | 35 | 2066 | 68800 | 1991 | 172
M-30-38-M-30-15 | BO1 | 294 | PVC | 8 | 338 MONTANA RD | Ojai | 4 | 0.01955 | 1991 | U-26-577 | A | None | ONLY TWO CONNECTIONS BEING SERVED BY THIS LINE, GOOD SLOPE |  |  | 75 | 35 | 2066 | 35868 | 1991 | 294
M-30-17-M-30-15 | BO1 | 403 | PVC | 8 | 1420 CUYAMA RD | Ojai | 2 | 0.02395 | 1978 | U-26-81 | A | None |  |  |  | 75 | 48 | 2053 | 49166 | 1978 | 403
N-30-04-M-30-17 | BO1 | 412 | PVC | 8 | 1350 CUYAMA RD | Ojai | 2 | 0.03592 | 1978 | U-26-81 | A | None |  |  |  | 75 | 48 | 2053 | 50264 | 1978 | 412
M-30-31-M-30-30 | BO1 | 51 | PVC | 8 | 253 EL CAMINO DR | Ojai | 2 | 0.00608 | 1965 | U-26-274 | B | None | LINE ENTERING MH M-30-31 FROM THE EAST IS A LATERAL TO THE CATHOLIC CHURCH |  |  | 75 | 61 | 2040 | 6222 | 1965 | 51
M-31-01-M-31-02 | BO1 | 66 | PVC | 8 | 1875 MEINERS RD | Ojai | 4 | 0.00394 | 1987 | U-26-286 | F | None |  |  |  | 75 | 39 | 2062 | 8052 | 1987 | 66
M-31-02-M-31-04 | BO1 | 335 | PVC | 8 | 1880 MEINERS RD | Ojai | 3 | 0.14406 | 1987 | U-26-286 | A | None |  |  |  | 75 | 39 | 2062 | 40870 | 1987 | 335
M-31-11-M-31-04 | BO1 | 341.51 | PVC | 6 | 1865 MEINERS | Ojai | 2 | 0.0298 | 2002 | 60021 | L | None | EASEMENT |  |  | 75 | 24 | 2077 | 136604 | 2002 | 341.51
N-30-17-N-30-04 | BO1 | 37.4 | PVC | 8 | 1339 Cuyama Rd | Ojai |  |  | 2004 | 60025 |  | None |  |  |  | 75 | 22 | 2079 | 4562.8 | 2004 | 37.4
M-29-06-M-29-32 | BO1 | 345 | PVC | 8 |  | Not Assigned |  |  |  | NONE |  | None |  |  |  | 75 | 2026 | 2055 | 42090 | 0 | 345
N-29-33-N-29-01 | BO1 | 35 | PVC | 8 | 120 Church Rd | Ojai |  |  |  | NONE |  | None |  |  |  | 75 | 2026 | 2055 | 4270 | 0 | 35
L-32-10-L-32-18 | BO2 | 272.2 | PVC | 8 | 505 FAIRVIEW RD | Ojai | 2 |  | 1997 | U-26-229-A | NA | None |  |  |  | 75 | 29 | 2072 | 33208.4 | 1997 | 272.2
L-32-17-L-32-07 | BO2 | 170 | PVC | 8 | 2444 MARICOPA HW | Ojai | 2 | 0.00594 | 1988 | U-26-521 | A | None |  |  |  | 75 | 38 | 2063 | 20740 | 1988 | 170
M-32-03-M-32-01 | BO2 | 288.5 | PVC | 8 | 525 W Fairview Rd | Ojai | 2 | 0.02512 | 1997 | U-26-229-B | A | None |  |  |  | 75 | 29 | 2072 | 35197 | 1997 | 288.5
M-32-01-L-32-11 | BO2 | 408.4 | PVC | 8 | 525 FAIRVIEW RD | Ojai | 2 | 0.015 | 1997 | U-26-229-B | E | None | SANITARY SEWER EASEMENT |  |  | 75 | 29 | 2072 | 49824.8 | 1997 | 408.4
L-32-11-L-32-10 | BO2 | 280.1 | PVC | 8 | 505 FAIRVIEW RD | Ojai | 2 | 0.01102 | 1997 | U-26-229-A | E | None | DOWNSTREAM MANHOLE IS IN THE STREET MH L-32-10 |  |  | 75 | 29 | 2072 | 34172.2 | 1997 | 280.1
L-32-19-L-32-09 | BO2 | 67.6 | PVC | 8 | 645 FAIRVIEW RD | Ojai | 2 |  | 1997 | U-26-229-A | A | None |  |  |  | 75 | 29 | 2072 | 8247.2 | 1997 | 67.6
L-32-18-L-32-19 | BO2 | 20.2 | PVC | 8 | 645 FAIRVIEW RD | Ojai | 2 | 0.01298 | 1997 | U-26-229-A | A | None |  |  |  | 75 | 29 | 2072 | 2464.4 | 1997 | 20.2
K-29-29-K-29-28 | BO3 | 133 | PVC | 6 | 900 N LOMA DR | Ojai | 2 | 0.00504 | 1988 | U-26-546 | A | None | K-29-29 IS A CLEANOUT |  |  | 75 | 38 | 2063 | 53200 | 1988 | 133
K-29-28-K-29-27 | BO3 | 122 | PVC | 6 | 858 N LOMA DR | Ojai | 2 | 0.08147 | 1988 | U-26-546 | A | None | MH K-29-27 IS ACCESSABLE FROM OJAI VALLEY COMMUNITY CHURCH PARKING LOT |  |  | 75 | 38 | 2063 | 48800 | 1988 | 122
I-26-11-I-26-03 | BO3 | 160 | PVC | 10 | 409 OLD BALDWIN RD | Ojai | 2 | 0.02814 | 2004 | U-26-717 | G | None |  |  |  | 75 | 22 | 2079 | 24400 | 2004 | 160
G-21-04-G-21-05 | BO4 | 161 | PVC | 8 | 791 SANTA ANA BLVD | Oak View | 2 | 0.00422 | 1984 | U-26-59 | A | None | LINE ENTERING FROM THE WEST IS A FORCE MAIN |  |  | 75 | 42 | 2059 | 19642 | 1984 | 161
G-22-15-G-22-16 | BO4 | 105 | PVC | 6 | SANTA ANA BLVD | Oak View | 3 | 0 | 1964 | U-26-332 | G | None | THIS LINE SERVES ONLY ONE RESIDENCE |  |  | 75 | 62 | 2039 | 42000 | 1964 | 105
H-25-03-H-25-05 | BO4 | 450 | PVC | 8 | 2388 BURNHAM RD | Oak View | 2 | 0 | 1964 | U-26-337 | A | None | NO PLAN OR PROFILE U-26-337 |  |  | 75 | 62 | 2039 | 54900 | 1964 | 450
H-25-05-H-25-06 | BO4 | 70 | PVC | 8 | 2455 BURNHAM RD | Oak View | 2 | 0 | 1964 | U-26-337 | A | None | NO PLAN OR PROFILE U-26-337 |  |  | 75 | 62 | 2039 | 8540 | 1964 | 70
H-26-13-H-26-12 | BO4 | 302 | PVC | 8 | 12078 LINDA FLORA DR | Ojai | 2 | 0.004 | 1981 | 56216 | A | None | MONITORING SITE FOR GRAVITY PORTION OF RANCHO MATILIJA. |  |  | 75 | 45 | 2056 | 36844 | 1981 | 302
H-26-07-H-26-08 | BO4 | 409 | PVC | 8 | 648 OAK GROVE CT | Ojai | 2 | 0.01448 | 1981 | 56221 | G | None | EASEMENT |  |  | 75 | 45 | 2056 | 49898 | 1981 | 409
H-26-12-H-26-11 | BO4 | 432 | PVC | 10 | 720 OAK GROVE CT | Ojai | 2 | 0.02589 | 1981 | 56209 | G | None |  |  |  | 75 | 45 | 2056 | 65880 | 1981 | 432
H-26-08-H-26-09 | BO4 | 142 | PVC | 8 | 660 OAK GROVE CT | Ojai | 2 | 0.03331 | 1981 | 56221 | G | None | EASEMENT |  |  | 75 | 45 | 2056 | 17324 | 1981 | 142
H-26-11-H-26-10 | BO4 | 299 | PVC | 10 | HWY 150 | Ojai | 2 | 0.04171 | 1981 | 56209 | A | None |  |  |  | 75 | 45 | 2056 | 45597.5 | 1981 | 299
H-26-09-H-26-10 | BO4 | 49 | PVC | 8 | 660 OAK GROVE CT | Ojai | 2 | 0.00813 | 1981 | 56221 | G | None | EASEMENT |  |  | 75 | 45 | 2056 | 5978 | 1981 | 49
H-26-10-H-26-14 | BO4 | 237 | PVC | 10 | HWY 150 | Ojai | 2 | 0.0975 | 1981 | 56208 | G | None |  |  |  | 75 | 45 | 2056 | 36142.5 | 1981 | 237
H-26-14-H-26-03 | BO4 | 217 | PVC | 10 | OLD BALDWIN RD | Ojai | 2 | 0.10354 | 1981 | 56208 | G | None | EASEMENT |  |  | 75 | 45 | 2056 | 33092.5 | 1981 | 217
H-27-01-H-27-02 | BO4 | 438 | PVC | 8 | 12360 LINDA FLORA DR | Ojai | 2 | 0.02877 | 1983 | 57116 | A | None |  |  |  | 75 | 43 | 2058 | 53436 | 1983 | 438
H-27-02-H-27-03 | BO4 | 272 | PVC | 8 | 12284 LINDA FLORA DR | Ojai | 2 | 0.01235 | 1983 | 57116 | A | None | 16"C.M.P.SLEEVE BETWEEN STA.20+35 AND STA.21+00. |  |  | 75 | 43 | 2058 | 33184 | 1983 | 272
H-27-04-H-27-05 | BO4 | 435 | PVC | 8 | 12140 LINDA FLORA DR | Ojai | 2 | 0.004 | 1981 | 56216 | A | None |  |  |  | 75 | 45 | 2056 | 53070 | 1981 | 435
H-27-05-H-26-13 | BO4 | 385 | PVC | 8 | 12081 LINDA FLORA DR | Ojai | 2 | 0.004 | 1981 | 56216 | A | None |  |  |  | 75 | 45 | 2056 | 46970 | 1981 | 385
H-28-01-H-28-03 | BO4 | 250 | PVC | 8 | 12785 BLUE HERON CR | Ojai | 2 | 0.02484 | 1983 | 57123 | A | None |  |  |  | 75 | 43 | 2058 | 30500 | 1983 | 250
H-28-02-H-28-03 | BO4 | 263 | PVC | 8 | 12684 MACDONALD DR | Ojai | 2 | 0.031 | 1983 | 57121 | A | None |  |  |  | 75 | 43 | 2058 | 32086 | 1983 | 263
H-28-03-H-28-04 | BO4 | 324 | PVC | 8 | 12617 MACDONALD DR | Ojai | 2 | 0.0405 | 1983 | 57121 | A | None |  |  |  | 75 | 43 | 2058 | 39528 | 1983 | 324
H-28-04-H-28-05 | BO4 | 392 | PVC | 8 | 12591 MACDONALD DR | Ojai | 2 | 0.02471 | 1983 | 57120 | A | None |  |  |  | 75 | 43 | 2058 | 47824 | 1983 | 392
H-28-05-H-28-06 | BO4 | 318 | PVC | 8 | 12617 MACDONALD DR | Ojai | 2 | 0.00769 | 1983 | 57120 | A | None |  |  |  | 75 | 43 | 2058 | 38796 | 1983 | 318
H-28-06-H-28-07 | BO4 | 309 | PVC | 8 | 12491 MACDONALD DR | Ojai | 2 | 0 | 1983 | 57120 | A | None |  |  |  | 75 | 43 | 2058 | 37698 | 1983 | 309
H-28-07-H-28-08 | BO4 | 248 | PVC | 8 | 12413 Linda Flora DriveR | Ojai | 2 | 0.01604 | 1983 | 57119 | A | None |  |  |  | 75 | 43 | 2058 | 30256 | 1983 | 248
H-28-08-H-28-09 | BO4 | 301 | PVC | 8 | 12463 MACDONALD DR | Ojai | 2 | 0.01291 | 1983 | 57119 | A | None |  |  |  | 75 | 43 | 2058 | 36722 | 1983 | 301
H-28-10-H-28-11 | BO4 | 308 | PVC | 8 | 12438 LINDA FLORA DR | Ojai | 2 | 0.02003 | 1983 | 57117 | A | None |  |  |  | 75 | 43 | 2058 | 37576 | 1983 | 308
H-28-11-H-27-01 | BO4 | 354 | PVC | 8 | 12386 LINDA FLORA DR | Ojai | 2 | 0 | 1983 | 57116&17 | A | None |  |  |  | 75 | 43 | 2058 | 43188 | 1983 | 354
H-29-05-H-29-06 | BO4 | 432 | PVC | 8 | 12860 MACDONALD DR | Ojai | 2 | 0.04002 | 1983 | 57122 | A | None | 116' STUB COMING INTO MH H-29-05 FROM THE NORTH NOBODY IS CONNECTED TO THE LINE. |  |  | 75 | 43 | 2058 | 52704 | 1983 | 432
H-29-04-H-29-03 | BO4 | 304 | PVC | 8 | 12930 BLUE HERON CR | Ojai | 2 | 0.0168 | 1983 | 57124 | A | None |  |  |  | 75 | 43 | 2058 | 37088 | 1983 | 304
H-29-06-H-29-07 | BO4 | 446 | PVC | 8 | 12812 MACDONALD DR | Ojai | 2 | 0 | 1983 | 57121 | A | None |  |  |  | 75 | 43 | 2058 | 54412 | 1983 | 446
H-29-03-H-29-02 | BO4 | 304 | PVC | 8 | 12931 BLUE HERON CR | Ojai | 2 | 0 | 1983 | 57123 | A | None |  |  |  | 75 | 43 | 2058 | 37088 | 1983 | 304
H-29-02-H-29-01 | BO4 | 311 | PVC | 8 | 12785 BLUE HERON CR | Ojai | 2 | 0.01265 | 1983 | 57123 | A | None |  |  |  | 75 | 43 | 2058 | 37942 | 1983 | 311
H-29-07-H-28-02 | BO4 | 408 | PVC | 8 | 12617 MACDONALD DR | Ojai | 2 | 0.00614 | 1983 | 57121 | A | None |  |  |  | 75 | 43 | 2058 | 49776 | 1983 | 408
H-29-01-H-28-01 | BO4 | 352 | PVC | 8 | 12785 BLUE HERON CR | Ojai | 2 | 0.00591 | 1983 | 57123 | A | None |  |  |  | 75 | 43 | 2058 | 42944 | 1983 | 352
G-28-04-H-28-09 | BO4 | 493 | PVC | 8 | 12448 MACDONALD DR | Ojai | 2 | 0.006 | 1983 | 57125 | A | None |  |  |  | 75 | 43 | 2058 | 60146 | 1983 | 493
H-28-09-G-28-03 | BO4 | 257 | PVC | 8 | 12448 MACDONALD DR | Ojai | 2 | 0 | 1983 | 57119 | A | None |  |  |  | 75 | 43 | 2058 | 31354 | 1983 | 257
G-28-01-G-28-02 | BO4 | 329 | PVC | 8 | 12407 MACDONALD DR | Ojai | 2 | 0.00594 | 1983 | 57126 | A | None | EASEMENT AT MH G-28-01 THERE ARE TWO STUBS |  |  | 75 | 43 | 2058 | 40138 | 1983 | 329
G-28-02-G-27-05 | BO4 | 302 | PVC | 8 | 12402 MACDONALD DR | Ojai | 2 | 0.0158 | 1983 | 57126 | G | None | EASEMENT |  |  | 75 | 43 | 2058 | 36844 | 1983 | 302
G-28-03-G-27-05 | BO4 | 347 | PVC | 8 | 12421 MACDONALD DR | Ojai | 2 | 0 | 1983 | 57118 | A | None | THE OTHER AS BUILT NUMBER IS 57119 |  |  | 75 | 43 | 2058 | 42334 | 1983 | 347
G-27-05-G-27-04 | BO4 | 376 | PVC | 8 | 12386 MACDONALD DR | Ojai | 2 | 0.00855 | 1983 | 57118 | A | None | 30' OF 16"C.M.P. SLEEVE 152' FROM M.H. G-27-05 |  |  | 75 | 43 | 2058 | 45872 | 1983 | 376
G-27-04-G-27-03 | BO4 | 360 | PVC | 8 | 12360 MACDONALD DR | Ojai | 2 | 0.00394 | 1983 | 57118 | A | None |  |  |  | 75 | 43 | 2058 | 43920 | 1983 | 360
G-27-03-G-27-02 | BO4 | 476 | PVC | 8 | 12290 MACDONALD DR | Ojai | 2 | 0.005 | 1981 | 56214 | A | None |  |  |  | 75 | 45 | 2056 | 58072 | 1981 | 476
G-27-02-G-27-06 | BO4 | 364 | PVC | 8 | 921 SHOKAT DR | Ojai | 2 | 0.00401 | 1981 | 56213 | A | None |  |  |  | 75 | 45 | 2056 | 44408 | 1981 | 364
G-27-06-G-27-07 | BO4 | 393 | PVC | 8 | 921 SHOKAT DR | Ojai | 2 | 0.00372 | 1981 | 56213 | A | None |  |  |  | 75 | 45 | 2056 | 47946 | 1981 | 393
H-27-03-G-27-08 | BO4 | 473 | PVC | 8 | 12216 LINDA FLORA DR | Ojai | 2 | 0.00932 | 1981 | 56217 | A | None |  |  |  | 75 | 45 | 2056 | 57706 | 1981 | 473
G-27-07-G-27-08 | BO4 | 153 | PVC | 8 | 12147 LINDA FLORA DR | Ojai | 2 | 0.00405 | 1981 | 56213 | A | None |  |  |  | 75 | 45 | 2056 | 18666 | 1981 | 153
G-27-08-H-27-04 | BO4 | 261 | PVC | 8 | 12196 LINDA FLORA DR | Ojai | 2 | 0.00602 | 1981 | 56217 | A | None |  |  |  | 75 | 45 | 2056 | 31842 | 1981 | 261
G-27-09-G-27-10 | BO4 | 454 | PVC | 8 | 895 OAK GROVE CT | Ojai | 2 | 0.00596 | 1981 | 56212 | A | None |  |  |  | 75 | 45 | 2056 | 55388 | 1981 | 454
G-27-11-G-27-10 | BO4 | 163 | PVC | 8 | 866 OAK GROVE CT | Ojai | 2 | 0.00798 | 1981 | 56212 | A | None |  |  |  | 75 | 45 | 2056 | 19886 | 1981 | 163
G-27-10-G-27-12 | BO4 | 305 | PVC | 8 | 866 OAK GROVE CT | Ojai | 2 | 0.004 | 1981 | 56221-A | A | None |  |  |  | 75 | 45 | 2056 | 37210 | 1981 | 305
G-27-12-G-27-13 | BO4 | 434 | PVC | 8 | 878 OAK GROVE CT | Ojai | 2 | 0.00401 | 1981 | 56221-A | G | None |  |  |  | 75 | 45 | 2056 | 52948 | 1981 | 434
G-27-17-G-27-16 | BO4 | 285 | PVC | 8 | 1060 SHOKAT DR | Ojai | 2 | 0.008 | 1981 | 56220 | A | None | EASEMENT LATERAL COMING INTO MH G-27-17 |  |  | 75 | 45 | 2056 | 34770 | 1981 | 285
G-27-16-G-27-15 | BO4 | 250 | PVC | 8 | 12101 MACDONALD DR | Ojai | 2 | 0.00598 | 1981 | 56219 | A | None | 10' OF 12"STEEL PIPE ENCASEMENT WITH CONCRETE,AT STA.1+04.06 |  |  | 75 | 45 | 2056 | 30500 | 1981 | 250
G-27-01-G-27-02 | BO4 | 445 | PVC | 8 | 1013 SHOKAT DR | Ojai | 2 | 0.004 | 1981 | 56215 | A | None |  |  |  | 75 | 45 | 2056 | 54290 | 1981 | 445
G-26-10-H-26-12 | BO4 | 406 | PVC | 10 | 800 OAK GROVE CT | Ojai | 2 | 0.00775 | 1981 | 56210 | A | None |  |  |  | 75 | 45 | 2056 | 61915 | 1981 | 406
G-26-09-G-26-10 | BO4 | 420 | PVC | 10 | 850 OAK GROVE CT | Ojai | 2 | 0 | 1981 | 56210/11 | A | None |  |  |  | 75 | 45 | 2056 | 64050 | 1981 | 420
G-26-08-G-26-09 | BO4 | 378 | PVC | 10 | 852 OAK GROVE CT | Ojai | 2 | 0.00401 | 1981 | 56211 | A | None |  |  |  | 75 | 45 | 2056 | 57645 | 1981 | 378
G-26-06-G-26-08 | BO4 | 85 | PVC | 10 | 852 OAK GROVE CT | Ojai | 2 | 0.00447 | 1981 | 56211 | A | None |  |  |  | 75 | 45 | 2056 | 12962.5 | 1981 | 85
G-26-04-G-26-06 | BO4 | 152 | PVC | 8 | 11955 MACDONALD DR | Ojai | 2 | 0.00388 | 1981 | 56211 | A | None |  |  |  | 75 | 45 | 2056 | 18544 | 1981 | 152
G-26-03-G-26-02 | BO4 | 211 | PVC | 8 | 11955 MACDONALD DR | Ojai | 2 | 0.00599 | 1981 | 56218 | A | None | 3"PVC FORCED MAIN RUNNING PARELLEL WITH 8"GRAVITY LINE |  |  | 75 | 45 | 2056 | 25742 | 1981 | 211
G-26-05-G-26-04 | BO4 | 285 | PVC | 10 | 11955 MACDONALD DR | Ojai | 2 | 0.00362 | 1981 | 56218 | A | None | LINE ENTERING MH G-26-05 FROM THE WEST IS A FUTURE 4" FORCEMAIN |  |  | 75 | 45 | 2056 | 43462.5 | 1981 | 285
G-27-RMLS-G-26-04 | BO4 | 923 | PVC | 3 | 12272 MACDONALD DR | Ojai | 1 | 0 | 1981 | 56219 | A | None | FORCE MAIN AND LIFT STATION |  |  | 75 | 45 | 2056 | 369200 | 1981 | 923
G-26-02-G-26-01 | BO4 | 331 | PVC | 8 | 11993 MACDONALD DR | Ojai | 2 | 0.00893 | 1981 | 56218 | A | None | 3"PVC FORCED MAIN RUNNING PARELLEL WITH 8"GRAVITY LINE |  |  | 75 | 45 | 2056 | 40382 | 1981 | 331
G-26-01-G-27-15 | BO4 | 315 | PVC | 8 | 12010 MACDONALD DR | Ojai | 2 | 0.01274 | 1981 | 56219 | A | None | 3"PVC FORCED MAIN RUNNING PARELLEL WITH 8"GRAVITY LINE |  |  | 75 | 45 | 2056 | 38430 | 1981 | 315
G-26-07-G-27-11 | BO4 | 348 | PVC | 8 | 852 OAK GROVE CT | Ojai | 2 | 0.00797 | 1981 | 56212 | A | None |  |  |  | 75 | 45 | 2056 | 42456 | 1981 | 348
G-22-16-G-22-14 | BO4 | 5 | PVC | 6 | 789 SANTA ANA BLVD | Oak View | 3 | 0 | 1964 | U-26-332 | G | None | THIS MAINLINE ONLY SERVES ONE RESIDENCE |  |  | 75 | 62 | 2039 | 2000 | 1964 | 5
G-23-12-G-23-13 | BO4 | 199 | PVC | 6 | 465 BURNHAM RD | Oak View | 3 | 0 | 1992 | U-26-578 | A | None |  |  |  | 75 | 34 | 2067 | 79600 | 1992 | 199
G-23-13-G-23-02 | BO4 | 10 | PVC | 6 | 439 BURNHAM RD | Oak View | 3 | 0 | 1992 | U-26-578 | L | None |  |  |  | 75 | 34 | 2067 | 4000 | 1992 | 10
H-26-16-H-26-15 | BO4 | 444 | PVC | 8 | HWY 150 | Ojai | 3 | 0.0975 | 1987 | 60001 | A | None |  |  |  | 75 | 39 | 2062 | 54168 | 1987 | 444
H-26-15-H-26-10 | BO4 | 60 | PVC | 8 | HWY 150 | Ojai | 3 | 0 | 1981 | No As-Built | A | None |  |  |  | 75 | 45 | 2056 | 7320 | 1981 | 60
H-23-06-G-23-18 | BO4 | 119 | PVC | 6 | 491 BURNHAM RD | Oak View | 2 |  | 2001 | U-26-335 | A | None |  |  |  | 75 | 25 | 2076 | 47600 | 2001 | 119
G-23-18-G-23-01 | BO4 | 10 | PVC | 6 | 483 BURNHAM RD | Oak View |  |  | 2001 | No As-Built | A | None |  |  |  | 75 | 25 | 2076 | 4000 | 2001 | 10
G-23-17-G-23-16 | BO4 | 195 | PVC | 6 | BURNHAM RD | Oak View |  | 0 | 1988 | U-26-476 | L | None |  |  |  | 75 | 38 | 2063 | 78000 | 1988 | 195
G-23-16-G-23-06 | BO4 | 45 | PVC | 6 | BURNHAM RD | Oak View |  |  | 1988 | U-26-476 | A | None |  |  |  | 75 | 38 | 2063 | 18000 | 1988 | 45
G-22-17-G-22-18 | BO4 | 35 | PVC | 6 | 267 BURNHAM RD | Oak View | 4 | 1.83043 | 2002 | U-26-333-A | L | None |  |  |  | 75 | 24 | 2077 | 14000 | 2002 | 35
G-22-18-G-22-01 | BO4 | 5 | PVC | 6 | 276 BURNHAM RD | Oak View | 4 | 1.83043 | 2002 | U-26-333-A | L | None |  |  |  | 75 | 24 | 2077 | 2000 | 2002 | 5
G-23-11-G-23-09 | BO4 | 45 | PVC | 6 | 392 BURNHAM RD | Oak View | 2 |  | 1989 | U-26-555 | A | None |  |  |  | 75 | 37 | 2064 | 18000 | 1989 | 45
G-23-19-G-23-07 | BO4 | 52 | PVC | 8 | 308 BURNHAM RD | Oak View |  |  |  | U-26-700 |  | None |  |  |  | 75 | 2026 | 2055 | 6344 | 0 | 52
G-27-13-G-27-RMLS | BO4 | 112.38 | PVC | 8 | Mac Donald Dr | Ojai |  |  |  | 56221-A |  | None |  |  |  | 75 | 2026 | 2055 | 13710.36 | 0 | 112.38
G-21-01-G-21-02 | BO5 | 153 | PVC | 8 | 857 SANTA ANA BLVD | Oak View | 2 | 0.00397 | 1985 | U-26-58 | A | None |  |  |  | 75 | 41 | 2060 | 18666 | 1985 | 153
G-21-02-G-21-03 | BO5 | 46 | PVC | 8 | 873 SANTA ANA BLVD | Oak View | 2 | 0.14333 | 1985 | U-26-58 | A | None |  |  |  | 75 | 41 | 2060 | 5612 | 1985 | 46
G-22-06-G-22-12 | BO5 | 310 | PVC | 8 | 44 GRAPEVINE RD | Oak View | 2 | 0.00994 | 1986 | U-26-62 | A | None |  |  |  | 75 | 40 | 2061 | 37820 | 1986 | 310
G-22-11-G-22-12 | BO5 | 402 | PVC | 8 | 90 BURNHAM RD | Oak View | 2 | 0.01475 | 1986 | U-26-61 | A | None |  |  |  | 75 | 40 | 2061 | 49044 | 1986 | 402
G-22-10-G-22-11 | BO5 | 165 | PVC | 8 | 127 BURNHAM RD | Oak View | 2 | 0.01035 | 1986 | U-26-61 | A | None |  |  |  | 75 | 40 | 2061 | 20130 | 1986 | 165
G-22-09-G-22-10 | BO5 | 85 | PVC | 8 | 155 BURNHAM RD | Oak View | 2 | 0.03325 | 1986 | U-26-62 | A | None |  |  |  | 75 | 40 | 2061 | 10370 | 1986 | 85
G-22-04-G-22-06 | BO5 | 317 | PVC | 8 | 88 GRAPEVINE RD | Oak View | 2 | 0.02 | 1986 | U-26-62 | A | None |  |  |  | 75 | 40 | 2061 | 38674 | 1986 | 317
G-22-12-F-22-01 | BO5 | 246 | PVC | 8 | 32 BURNHAM RD | Oak View | 2 | 0.00395 | 1986 | U-26-61 | A | None |  |  |  | 75 | 40 | 2061 | 30012 | 1986 | 246
F-22-01-F-22-02 | BO5 | 128 | PVC | 8 | 10552 SANTA ANA RD | Oak View | 2 | 0.00546 | 1986 | U-26-60 | A | None | 6 INCH LATERALS COMING INTO MANHOLE F-22-01, ONE FROM THE NORTH AND ONE FRO |  |  | 75 | 40 | 2061 | 15616 | 1986 | 128
F-22-02-F-22-03 | BO5 | 400 | PVC | 8 | 10552 SANTA ANA RD | Oak View | 2 | 0.004 | 1986 | U-26-60 | A | None | 8 INCH STUB COMMING INTO F-22-02 FROM THE NORTH |  |  | 75 | 40 | 2061 | 48800 | 1986 | 400
G-21-03-G-21-LSSA2 | BO5 | 13 | PVC | 8 | 873 SANTA ANA BLVD | Oak View | 1 | 0 | 1985 | U-26-58 | A | None | ALSO SEE AS BUILT U-26-63 |  |  | 75 | 41 | 2060 | 1586 | 1985 | 13
F-21-04-G-21-03 | BO5 | 411 | PVC | 8 | 900 SANTA ANA BLVD | Oak View | 2 | 0.00389 | 1985 | U-26-58 | L | None | MANHOLE G-21-03 IS LOCATED IN FRONT OF SANTA ANNA LIFT STATION #2 |  |  | 75 | 41 | 2060 | 50142 | 1985 | 411
F-21-03-F-21-04 | BO5 | 45 | PVC | 8 | 927 SANTA ANA BLVD | Oak View | 2 | 0.004 | 1985 | U-26-58 | A | None | MANHOLE F-21-04 IS LOCATED DIRECTLY SOUTH OF MANHOLE F-21-03 IN A FIELD |  |  | 75 | 41 | 2060 | 5490 | 1985 | 45
F-21-02-F-21-03 | BO5 | 377 | PVC | 8 | 10464 SANTA ANA BLVD | Oak View | 2 | 0.00401 | 1985 | U-26-58 | A | None |  |  |  | 75 | 41 | 2060 | 45994 | 1985 | 377
F-21-01-F-21-02 | BO5 | 51 | PVC | 8 | 10464 SANTA ANA BLVD | Oak View | 2 | 0.00373 | 1985 | U-26-58 | A | None | rhf gih5beggdry envm ubg hvn k]nN mfh |  |  | 75 | 41 | 2060 | 6222 | 1985 | 51
F-22-03-F-21-01 | BO5 | 327 | PVC | 8 | 10482 SANTA ANA RD | Oak View | 2 | 0.00378 | 1986 | U-26-60 | L | None | MANHOLE F-22-03 IS LOCATED ON THE SHOLDER OF THE ROAD IN AN UNPAVED PORTION |  |  | 75 | 40 | 2061 | 39894 | 1986 | 327
J-26-40-J-26-39 | CO1 | 137 | PVC | 6 | 11960 MORGAN ST | Ojai | 3 |  | 1989 | U-26-434 | A | None |  |  |  | 75 | 37 | 2064 | 54800 | 1989 | 137
J-26-39-J-26-41 | CO1 | 240.87 | PVC | 8 | 890 MORGAN ST | Ojai | 3 | 0 | 1989 | U-26-430 | A | None |  |  |  | 75 | 37 | 2064 | 29386.14 | 1989 | 240.87
J-26-38-J-26-37 | CO1 | 165.5 | PVC | 6 | 11961 MUSTANG ST | Ojai | 3 |  | 1989 | U-26-434 | A | None |  |  |  | 75 | 37 | 2064 | 66200 | 1989 | 165.5
J-26-36-J-26-35 | CO1 | 163 | PVC | 6 | 11961 SILVER SPUR ST | Ojai | 3 | 0 | 1989 | U-26-434 | A | None |  |  |  | 75 | 37 | 2064 | 65200 | 1989 | 163
J-26-37-J-26-39 | CO1 | 290.26 | PVC | 8 | 930 PEGASUS ST | Ojai | 3 | 0 | 1989 | U-26-432 | A | None |  |  |  | 75 | 37 | 2064 | 35411.72 | 1989 | 290.26
J-26-35-J-26-37 | CO1 | 290.26 | PVC | 8 | 11941 SILVER SPUR ST | Ojai | 3 | 0 | 1989 | U-26-432 | A | None |  |  |  | 75 | 37 | 2064 | 35411.72 | 1989 | 290.26
J-26-42-J-26-41 | CO1 | 355.3 | PVC | 8 | 950 HACKMORE ST | Ojai | 3 |  | 1989 | U-26-431 | A | None |  |  |  | 75 | 37 | 2064 | 43346.6 | 1989 | 355.3
J-26-41-J-26-43 | CO1 | 200.57 | PVC | 8 | 891 MORGAN ST | Ojai | 3 |  | 1989 | U-26-430 | A | None |  |  |  | 75 | 37 | 2064 | 24469.54 | 1989 | 200.57
J-26-43-J-26-44 | CO1 | 45.19 | PVC | 8 | 891 MORGAN ST | Ojai | 3 | 0 | 1989 | U-26-430 | A | None |  |  |  | 75 | 37 | 2064 | 5513.18 | 1989 | 45.19
J-26-44-J-26-16 | CO1 | 169 | PVC | 8 | 891 MARTIN ST | Ojai | 2 | 0.01953 | 1986 | 58367 | A | None |  |  |  | 75 | 40 | 2061 | 20618 | 1986 | 169
J-26-15-J-26-16 | CO1 | 250 | PVC | 8 | 961 MARTIN ST | Ojai | 2 | 0 | 1986 | 58367 | A | None |  |  |  | 75 | 40 | 2061 | 30500 | 1986 | 250
J-26-34-J-26-35 | CO1 | 387.23 | PVC | 8 | 11871 SILVER SPUR ST | Ojai | 3 | 0 | 1989 | U-26-433 | A | None |  |  |  | 75 | 37 | 2064 | 47242.06 | 1989 | 387.23
J-26-16-J-26-18 | CO1 | 331 | PVC | 10 | 921 MARTIN ST | Ojai | 2 | 0.0035 | 1986 | 58366 | A | None |  |  |  | 75 | 40 | 2061 | 50477.5 | 1986 | 331
J-26-18-J-26-19 | CO1 | 295 | PVC | 10 | 11811 MIRROR LAKE AVE | Ojai | 2 | 0.00339 | 1986 | 58366 | A | None |  |  |  | 75 | 40 | 2061 | 44987.5 | 1986 | 295
J-26-19-J-26-20 | CO1 | 198 | PVC | 10 | 848 WOODLAND AVE | Ojai | 2 | 0.00051 | 1986 | 58366 | A | None | 59090 UPDATE OF 58366 |  |  | 75 | 40 | 2061 | 30195 | 1986 | 198
J-26-20-J-26-21 | CO1 | 143 | PVC | 10 | 940 WOODLAND AVE | Ojai | 2 | 0.00196 | 1986 | 58369 | A | None |  |  |  | 75 | 40 | 2061 | 21807.5 | 1986 | 143
J-26-21-J-25-01 | CO1 | 229 | PVC | 10 | OJAI TRAIL | Ojai | 2 | 0.00201 | 1986 | 58369 | A | None |  |  |  | 75 | 40 | 2061 | 34922.5 | 1986 | 229
K-26-27-K-26-26 | CO1 | 225 | PVC | 6 | 1744 COUNTRY DR | Ojai | 2 | 0.03289 | 1990 | U-26-559 | A | None |  |  |  | 75 | 36 | 2065 | 90000 | 1990 | 225
K-27-29-K-27-30 | CO1 | 305 | PVC | 6 | VENTURA AVE | Ojai | 2 | 0.02082 | 1990 | U-26-559 | A | None |  |  |  | 75 | 36 | 2065 | 122000 | 1990 | 305
K-27-30-K-26-27 | CO1 | 363 | PVC | 6 | VENTURA AVE | Ojai | 2 | 0.10138 | 1990 | U-26-559 | A | None |  |  |  | 75 | 36 | 2065 | 145200 | 1990 | 363
I-22-44-I-22-07 | CO2 | 100 | PVC | 6 | 145 SUNSET ST | Oak View | 4 | 0 | 1963 | U-26-172 | A | None |  |  |  | 75 | 63 | 2038 | 40000 | 1963 | 100
J-22-01-J-22-04 | CO3 | 217 | PVC | 8 | 10818 ENCINO DR | Oak View | 2 | 0.00687 | 1982 | 55921 | A | None | PLEASE SEE OTHER AS-BUILT MAP 56624 |  |  | 75 | 44 | 2057 | 26474 | 1982 | 217
J-22-04-J-22-06 | CO3 | 334 | PVC | 8 | 10725 ENCINO DR | Oak View | 2 | 0.09213 | 1981 | 55965 | A | None |  |  |  | 75 | 45 | 2056 | 40748 | 1981 | 334
J-22-06-J-22-09 | CO3 | 339 | PVC | 8 | 10680 ENCINO DR | Oak View | 2 | 0.03929 | 1981 | 55965 | A | None |  |  |  | 75 | 45 | 2056 | 41358 | 1981 | 339
J-22-09-J-22-13 | CO3 | 301 | PVC | 8 | 10710 ENCINO DR | Oak View | 2 | 0.13831 | 1981 | 55964 | G | None |  |  |  | 75 | 45 | 2056 | 36722 | 1981 | 301
J-22-13-J-22-21 | CO3 | 355 | PVC | 8 | 10662 ENCINO DR | Oak View | 2 | 0.12637 | 1981 | 55964 | G | None | EASEMENT |  |  | 75 | 45 | 2056 | 43310 | 1981 | 355
J-22-21-J-22-20 | CO3 | 199 | PVC | 8 | 10622 ENCINO DR | Oak View | 2 | 0.00683 | 1981 | 55964 | A | None |  |  |  | 75 | 45 | 2056 | 24278 | 1981 | 199
J-22-19-J-22-20 | CO3 | 128 | PVC | 6 | 10629 ENCINO DR | Oak View | 2 | 0 | 1981 | 55964 | A | None |  |  |  | 75 | 45 | 2056 | 51200 | 1981 | 128
J-22-20-J-22-22 | CO3 | 205 | PVC | 8 | 10632 ENCINO DR | Oak View | 2 | 0.0238 | 1981 | 55963 | A | None |  |  |  | 75 | 45 | 2056 | 25010 | 1981 | 205
J-23-01-J-23-03 | CO3 | 232 | PVC | 8 | 11086 ALTO DR | Oak View | 2 | 0.0353 | 1984 | 56637 | A | None |  |  |  | 75 | 42 | 2059 | 28304 | 1984 | 232
J-23-03-J-23-05 | CO3 | 68 | PVC | 8 | 11050 ALTO DR | Oak View | 2 | 0.23559 | 1984 | 56637 | A | None |  |  |  | 75 | 42 | 2059 | 8296 | 1984 | 68
J-23-02-J-23-04 | CO3 | 286 | PVC | 8 | 11089 ENCINO DR | Oak View | 2 | 0.00986 | 1984 | 56639 | A | None |  |  |  | 75 | 42 | 2059 | 34892 | 1984 | 286
J-23-04-J-23-05 | CO3 | 62 | PVC | 8 | 11035 ENCINO DR | Oak View | 2 | 0.23194 | 1984 | 56639 | A | None |  |  |  | 75 | 42 | 2059 | 7564 | 1984 | 62
J-23-06-J-23-08 | CO3 | 380 | PVC | 8 | 11044 RODEO DR | Oak View | 2 | 0.01237 | 1982 | 55920 | A | None |  |  |  | 75 | 44 | 2057 | 46360 | 1982 | 380
J-23-05-J-23-07 | CO3 | 301 | PVC | 8 | 11050 ENCINO DR | Oak View | 2 | 0.00395 | 1984 | 56639 | A | None |  |  |  | 75 | 42 | 2059 | 36722 | 1984 | 301
J-23-07-J-23-08 | CO3 | 317 | PVC | 8 | 11000 ALTO CT | Oak View | 2 | 0.00492 | 1984 | 56639 | A | None |  |  |  | 75 | 42 | 2059 | 38674 | 1984 | 317
J-23-09-J-23-05 | CO3 | 400 | PVC | 8 | 10983 ALTO CT | Oak View | 2 | 0.00395 | 1984 | 56637 | A | None |  |  |  | 75 | 42 | 2059 | 48800 | 1984 | 400
J-23-08-J-23-11 | CO3 | 356 | PVC | 8 | 10999 ENCINO DR | Oak View | 2 | 0.01239 | 1982 | 55920,56623 | A | None |  |  |  | 75 | 44 | 2057 | 43432 | 1982 | 356
J-23-11-J-23-13 | CO3 | 336 | PVC | 8 | 10942 ENCINO DR | Oak View | 2 | 0.04732 | 1982 | 55920,56623 | A | None |  |  |  | 75 | 44 | 2057 | 40992 | 1982 | 336
J-23-13-J-23-14 | CO3 | 159 | PVC | 8 | 10908 ENCINO DR | Oak View | 2 | 0.08472 | 1982 | 55921 | A | None |  |  |  | 75 | 44 | 2057 | 19398 | 1982 | 159
J-23-14-J-23-18 | CO3 | 270 | PVC | 8 | 10886 ENCINO DR | Oak View | 2 | 0.06189 | 1982 | 55921 | A | None |  |  |  | 75 | 44 | 2057 | 32940 | 1982 | 270
J-23-15-J-23-16 | CO3 | 200 | PVC | 8 | 10851 ENCINO DR | Oak View | 2 | 0.0149 | 1984 | 56626 | A | None | EASEMENT |  |  | 75 | 42 | 2059 | 24400 | 1984 | 200
J-23-16-J-23-17 | CO3 | 158 | PVC | 8 | 10851 ENCINO DR | Oak View | 2 | 0.01247 | 1984 | 56626 | A | None | EASEMENT |  |  | 75 | 42 | 2059 | 19276 | 1984 | 158
J-23-17-J-23-18 | CO3 | 140 | PVC | 8 | 10851 ENCINO DR | Oak View | 2 | 0.01936 | 1984 | 56626 | A | None | EASEMENT |  |  | 75 | 42 | 2059 | 17080 | 1984 | 140
J-23-18-J-22-01 | CO3 | 441 | PVC | 8 | 10854 ENCINO DR | Oak View | 2 | 0.00683 | 1982 | 55921 | A | None |  |  |  | 75 | 44 | 2057 | 53802 | 1982 | 441
J-23-19-J-22-01 | CO3 | 214 | PVC | 8 | 10818 ENCINO DR | Oak View | 2 | 0.0828 | 1984 | 56625 | G | None |  |  |  | 75 | 42 | 2059 | 26108 | 1984 | 214
J-23-10-J-23-09 | CO3 | 395 | PVC | 8 | 10962 ALTO CT | Oak View | 2 | 0.00395 | 1984 | 56638 | A | None |  |  |  | 75 | 42 | 2059 | 48190 | 1984 | 395
J-23-12-J-23-10 | CO3 | 394 | PVC | 8 | 10923 ALTO CT | Oak View | 2 | 0.00396 | 1984 | 56638 | A | None |  |  |  | 75 | 42 | 2059 | 48068 | 1984 | 394
I-23-16-J-23-12 | CO3 | 323 | PVC | 8 | 10911 ALTO CT | Oak View | 2 | 0.16072 | 1984 | 56638 | A | None |  |  |  | 75 | 42 | 2059 | 39406 | 1984 | 323
K-23-02-J-23-06 | CO3 | 167 | PVC | 8 | 11056 RODEO DR | Oak View | 2 | 0 | 1982 | 55919 | A | None | EASEMENT |  |  | 75 | 44 | 2057 | 20374 | 1982 | 167
K-23-03-J-23-06 | CO3 | 231 | PVC | 8 | 11032 RODEO DR | Oak View | 2 | 0.10645 | 1984 | 56647 | A | None | EASEMENT |  |  | 75 | 42 | 2059 | 28182 | 1984 | 231
K-23-04-K-23-05 | CO3 | 205 | PVC | 8 | 10806 ENCINO DR | Oak View | 2 | 0.1666 | 1984 | 56625 | G | None | EASEMENT |  |  | 75 | 42 | 2059 | 25010 | 1984 | 205
K-23-05-J-23-19 | CO3 | 428 | PVC | 8 | 10806 ENCINO DR | Oak View | 2 | 0.18739 | 1984 | 56625 | A | None | EASEMENT |  |  | 75 | 42 | 2059 | 52216 | 1984 | 428
K-24-12-K-24-14 | CO3 | 270 | PVC | 8 | 105 ALTO DR | Oak View | 2 | 0.15559 | 1982 | 55918 | A | None |  |  |  | 75 | 44 | 2057 | 32940 | 1982 | 270
K-24-14-K-24-15 | CO3 | 228 | PVC | 8 | 1190 SERENIDAD PL | Oak View | 2 | 0.08259 | 1982 | 55918 | A | None |  |  |  | 75 | 44 | 2057 | 27816 | 1982 | 228
K-24-15-K-24-17 | CO3 | 329 | PVC | 8 | 1152 SERENIDAD PL | Oak View | 2 | 0.07295 | 1982 | 55917 | A | None |  |  |  | 75 | 44 | 2057 | 40138 | 1982 | 329
K-24-19-K-24-17 | CO3 | 298 | PVC | 6 | 1080 SERENIDAD PL | Oak View | 2 | 0.12329 | 1982 | 55917/8 | A | None |  |  |  | 75 | 44 | 2057 | 119200 | 1982 | 298
K-24-17-K-24-18 | CO3 | 345 | PVC | 8 | 1076 SERENIDAD PL | Oak View | 2 | 0.01667 | 1982 | 55917 | A | None |  |  |  | 75 | 44 | 2057 | 42090 | 1982 | 345
K-24-18-K-24-21 | CO3 | 274 | PVC | 8 | 897 SERENIDAD PL | Oak View | 2 | 0.00774 | 1982 | 55917 | A | None |  |  |  | 75 | 44 | 2057 | 33428 | 1982 | 274
K-24-20-K-24-21 | CO3 | 134 | PVC | 8 | 775 SERENIDAD PL | Oak View | 2 | 0.06552 | 1982 | 55917 | A | None |  |  |  | 75 | 44 | 2057 | 16348 | 1982 | 134
K-24-21-K-24-22 | CO3 | 82 | PVC | 8 | 775 SERENIDAD PL | Oak View | 2 | 0.0272 | 1982 | 55919 | G | None |  |  |  | 75 | 44 | 2057 | 10004 | 1982 | 82
K-24-23-K-24-22 | CO3 | 223 | PVC | 8 | 11078 RODEO DR | Oak View | 2 | 0.01843 | 1984 | 56647 | G | None | EASEMENT CULVERT CROSSING WITH 10' LONG C.I.SLEVE |  |  | 75 | 42 | 2059 | 27206 | 1984 | 223
K-23-01-K-24-23 | CO3 | 200 | PVC | 8 | 11088 RODEO DR | Oak View | 2 | 0.1323 | 1984 | 56647 | A | None | EASEMENT |  |  | 75 | 42 | 2059 | 24400 | 1984 | 200
K-24-22-K-23-02 | CO3 | 432 | PVC | 8 | 11077 RODEO DR | Oak View | 2 | 0.02347 | 1982 | 55919 | G | None |  |  |  | 75 | 44 | 2057 | 52704 | 1982 | 432
J-24-19-J-24-21 | CO3 | 229 | PVC | 8 | 290 ALTO DR | Oak View | 2 | 0.04974 | 1984 | 56637 | A | None |  |  |  | 75 | 42 | 2059 | 27938 | 1984 | 229
J-24-21-J-23-01 | CO3 | 250 | PVC | 8 | 11100 ALTO DR | Oak View | 2 | 0.03176 | 1984 | 56637 | A | None |  |  |  | 75 | 42 | 2059 | 30500 | 1984 | 250
I-23-08-I-23-09 | CO4 | 35 | PVC | 8 | OJAI TRAIL | Oak View | 2 | 0 | 1963 | U-26-188 | A | None |  |  |  | 75 | 63 | 2038 | 4270 | 1963 | 35
I-23-07-I-23-06 | CO4 | 121 | PVC | 8 | 10980 VENTURA AVE | Oak View | 2 | 0.07496 | 1988 | U-26-359 | A | None | 18"X3/8"X65' LONG, STEEL CASING ACROSS HIGHWAY 33 |  |  | 75 | 38 | 2063 | 14762 | 1988 | 121
I-23-06-I-23-10 | CO4 | 219 | PVC | 8 | 10980 VENTURA AVE | Oak View | 2 | 0.08219 | 1988 | U-26-359 | A | None |  |  |  | 75 | 38 | 2063 | 26718 | 1988 | 219
I-23-09-I-23-10 | CO4 | 40 | PVC | 8 | OJAI TRAIL | Oak View | 2 | 0 | 1982 | U-26-429 | A | None | CONCRETE ENCASEMENT |  |  | 75 | 44 | 2057 | 4880 | 1982 | 40
I-23-13-I-23-14 | CO4 | 365 | PVC | 12 | OJAI TRAIL | Oak View | 2 | 0.01644 | 1990 | U-26-561 | A | None | ABANDONED LINE WAS 306' OF 12" CIP (U-26-187) |  |  | 75 | 36 | 2065 | 66795 | 1990 | 365
I-23-14-H-23-02 | CO4 | 489 | PVC | 12 | OJAI TRAIL | Oak View | 2 | 0 | 1990 | U-26-561 | A | None | THE ABANDONED LINE WAS 443' OF 12" CIP (U-26-186-187) MH I-23-15 WAS REMOVE |  |  | 75 | 36 | 2065 | 89487 | 1990 | 489
I-24-08-I-24-17 | CO4 | 340 | PVC | 8 | 11337 PUESTA DEL SOL | Oak View | 2 | 0.00909 | 1985 | 56701 | A | None |  |  |  | 75 | 41 | 2060 | 41480 | 1985 | 340
I-24-07-I-25-26 | CO4 | 380 | PVC | 8 | 11349 PUESTA DEL SOL | Oak View | 2 | 0.00792 | 1985 | 56701 | A | None |  |  |  | 75 | 41 | 2060 | 46360 | 1985 | 380
I-25-26-I-24-01 | CO4 | 365 | PVC | 8 | 191 WILDOAK ST | Oak View | 2 | 0.04268 | 1985 | 56702 | A | None | SEE ATLAS FOR 67' OF 8" VCP (43164) |  |  | 75 | 41 | 2060 | 44530 | 1985 | 365
I-24-04-I-24-05 | CO4 | 59 | PVC | 8 | 153 CROWN ST | Oak View | 2 | 0.01051 | 1985 | 56702 | A | None |  |  |  | 75 | 41 | 2060 | 7198 | 1985 | 59
I-25-22-I-25-23 | CO4 | 306 | PVC | 8 | 2550 BONMARK DR | Oak View | 2 | 0.05271 | 1986 | 54008-A | A | None |  |  |  | 75 | 40 | 2061 | 37332 | 1986 | 306
I-25-29-I-25-20 | CO4 | 229 | PVC | 6 | 2424 ARCATA RD | Oak View | 3 | 0 | 1978 | 54007 | I | None | LINES ENTERING MH I-25-29 ARE LATERALS, DO NOT CLEAN |  |  | 75 | 48 | 2053 | 91600 | 1978 | 229
I-25-19-I-25-20 | CO4 | 263 | PVC | 8 | 11562 N OAKCREST ST | Oak View | 2 | 0.00502 | 1978 | 54007 | A | None |  |  |  | 75 | 48 | 2053 | 32086 | 1978 | 263
I-25-20-I-25-25 | CO4 | 263 | PVC | 8 | 11516 N OAKCREST ST | Oak View | 2 | 0.00498 | 1978 | 54007 | A | None | LINE COMING INTO MH I-25-20 FROM THE NORTH EAST |  |  | 75 | 48 | 2053 | 32086 | 1978 | 263
J-24-04-J-24-03 | CO4 | 467 | PVC | 8 | 280 ENCINO DR | Oak View | 2 | 0.28463 | 1993 | U-26-579 | E | None | THIS LINE SEGMENT ORIGINALLY CAST IRON, BUILT IN 1963 |  |  | 75 | 33 | 2068 | 56974 | 1993 | 467
K-25-07-L-25-02 | CO4 | 388 | PVC | 6 | 240 FELIZ DR | Oak View | 2 | 0.09201 | 1963 | U-26-197 | A | None |  |  |  | 75 | 63 | 2038 | 155200 | 1963 | 388
J-24-24-J-24-23 | CO4 | 216 | PVC | 6 | 2601 Valley Meadow Ct | Ojai | 2 | 0.00775 | 1981 |  | G | None |  |  |  | 75 | 45 | 2056 | 86400 | 1981 | 216
J-24-23-J-25-37 | CO4 | 395 | PVC | 8 |  | Meiners Oaks | [5 empty] | None |  |  |  | 75 | 2026 | 2055 | 48190 | 0 | 395
H-20-36-H-20-33 | CO5 | 139 | PVC | 8 | 214 ASHBY CT | Oak View | 2 | 0.00972 | 1979 | 54861 | A | None |  |  |  | 75 | 47 | 2054 | 16958 | 1979 | 139
H-20-34-H-20-33 | CO5 | 243 | PVC | 8 | 152 ASHBY CT | Oak View | 2 | 0.0049 | 1979 | 54861 | A | None |  |  |  | 75 | 47 | 2054 | 29646 | 1979 | 243
H-20-33-H-20-32 | CO5 | 187 | PVC | 8 | 203 ASHBY CT | Oak View | 2 | 0.00492 | 1979 | 54860 | A | None |  |  |  | 75 | 47 | 2054 | 22814 | 1979 | 187
H-20-32-H-20-30 | CO5 | 269 | PVC | 8 | 400 SUNSET AVE | Oak View | 2 | 0.00494 | 1979 | 54860 | A | None | THIS EASEMENT IS AT ARNAZ SCHOOL |  |  | 75 | 47 | 2054 | 32818 | 1979 | 269
H-20-30-H-20-27 | CO5 | 178 | PVC | 8 | 400 SUNSET AVE | Oak View | 2 | 0.00489 | 1979 | 54860 | G | None |  |  |  | 75 | 47 | 2054 | 21716 | 1979 | 178
H-19-25-H-20-35 | CO5 | 175 | PVC | 6 | 889 SPRING ST | Oak View | 2 | 0.00731 | 1979 | 54861 | A | None |  |  |  | 75 | 47 | 2054 | 70000 | 1979 | 175
H-20-38-H-21-62 | CO5 | 306.8 | PVC | 6 | 55 PEPPERTREE LN | Oak View |  |  | 0 | NONE | NA | None |  |  |  | 75 | 2026 | 2055 | 122720 | 0 | 306.8
H-20-37-H-21-61 | CO5 | 320 | PVC | 6 | 50 KUNKLE ST | Oak View | 2 | 0.332 | 1978 | U-26-215 | A | None |  |  |  | 75 | 48 | 2053 | 128000 | 1978 | 320
H-21-21-H-21-27 | CO5 | 385 | PVC | 6 | 241 VALLEY RD | Oak View | 2 | 0 | 1963 | U-26-147 | G | None |  |  |  | 75 | 63 | 2038 | 154000 | 1963 | 385
I-21-09-I-21-03 | CO5 | 199 | PVC | 8 | 40 WATKINS WAY | Oak View | 2 | 0.24487 | 1982 | U-26-216 | G | None | PLEASE SEE ATLAS FOR THE LAYOUT OF WHERE THE VCP AND PVC HAVE BEEN LAYED FOR |  |  | 75 | 44 | 2057 | 24278 | 1982 | 199
I-21-13-I-21-09 | CO5 | 81 | PVC | 8 | 56 WATKINS WAY | Oak View | 2 | 0.09531 | 1982 | U-26-216 | G | None | EASEMENT LINE |  |  | 75 | 44 | 2057 | 9882 | 1982 | 81
I-21-01-I-21-10 | CO5 | 358 | PVC | 8 | 10505 DALE AVE | Oak View | 2 | 0.08159 | 1975 | 52538 | A | None |  |  |  | 75 | 51 | 2050 | 43676 | 1975 | 358
J-21-01-J-21-02 | CO5 | 186 | PVC | 6 | 635 KATHERINE ST | Oak View | 2 | 0.08317 | 1974 | 52539 | A | None |  |  |  | 75 | 52 | 2049 | 74400 | 1974 | 186
J-21-02-I-21-10 | CO5 | 400 | PVC | 8 | 573 KATHERINE ST | Oak View | 2 | 0 | 1973 | 52385 | A | None | THIS LINE SEGMENT IS MADE UP OF BOTH PVC AND VCP SO SEE ATLAS |  |  | 75 | 53 | 2048 | 48800 | 1973 | 400
J-22-22-J-22-25 | CO5 | 393 | PVC | 8 | 854 THOMAS ST | Oak View | 2 | 0.01697 | 1981 | 55963 | A | None |  |  |  | 75 | 45 | 2056 | 47946 | 1981 | 393
J-22-25-J-22-27 | CO5 | 361 | PVC | 8 | 792 THOMAS ST | Oak View | 2 | 0 | 1975 | 52752 | A | None |  |  |  | 75 | 51 | 2050 | 44042 | 1975 | 361
J-22-27-J-22-29 | CO5 | 221 | PVC | 8 | 666 THOMAS ST | Oak View | 2 | 0 | 1975 | 52752 | A | None |  |  |  | 75 | 51 | 2050 | 26962 | 1975 | 221
J-22-29-I-21-01 | CO5 | 371 | PVC | 8 | 586 THOMAS ST | Oak View | 2 | 0.00744 | 1975 | 52538 | A | None | LINE CONTINUES ON AS BUILT MAP NUMBER 52752 |  |  | 75 | 51 | 2050 | 45262 | 1975 | 371
J-22-05-J-22-08 | CO5 | 376 | PVC | 8 | 603 RIDGE LINE DR | Oak View | 2 | 0.11189 | 1984 | 56627 | A | None | EASEMENT |  |  | 75 | 42 | 2059 | 45872 | 1984 | 376
J-22-08-J-22-10 | CO5 | 141 | PVC | 8 | 603 RIDGE LINE DR | Oak View | 2 | 0.01121 | 1984 | 56627 | A | None | THERE IS A SIPHON BETWEEN MH J-22-08 AND J-22-10 |  |  | 75 | 42 | 2059 | 17202 | 1984 | 141
J-22-10-J-22-11 | CO5 | 138 | PVC | 8 | 603 RIDGELINE DR | Oak View | 2 | 0.01116 | 1984 | 56627 | G | None | 40 L.F. CONCRETE ENCASEMENT AT INLET SIDE OF MH-J-22-11 |  |  | 75 | 42 | 2059 | 16836 | 1984 | 138
J-22-11-J-22-12 | CO5 | 107 | PVC | 8 | 600 RIDGE LINE DR | Oak View | 2 | 0.02327 | 1984 | 56627 | A | None | CONCRETE ENCESEMENT ON OUTLET SIDE OF MH-J-22-11 |  |  | 75 | 42 | 2059 | 13054 | 1984 | 107
J-22-14-J-22-12 | CO5 | 100 | PVC | 6 | 607 RIDGE LINE DR | Oak View | 2 | 0.02 | 1981 | 55965 | A | None |  |  |  | 75 | 45 | 2056 | 40000 | 1981 | 100
J-22-12-J-22-18 | CO5 | 318 | PVC | 8 | 607 RIDGE LINE DR | Oak View | 2 | 0.09296 | 1980 | 54653 | A | None |  |  |  | 75 | 46 | 2055 | 38796 | 1980 | 318
J-22-18-J-22-17 | CO5 | 403 | PVC | 8 | 10650 ALMOND AVE | Oak View | 2 | 0.02131 | 1980 | 54652 | A | None |  |  |  | 75 | 46 | 2055 | 49166 | 1980 | 403
J-22-02-J-22-03 | CO5 | 233 | PVC | 8 | 696 RIDGE LINE DR | Oak View | 2 | 0.00983 | 1984 | 56627/8 | G | None | EASEMENT |  |  | 75 | 42 | 2059 | 28426 | 1984 | 233
J-22-03-J-22-05 | CO5 | 201 | PVC | 8 | 696 RIDGE LINE DR | Oak View | 2 | 0.02662 | 1984 | 56627 | G | None | EASEMENT |  |  | 75 | 42 | 2059 | 24522 | 1984 | 201
I-22-40-I-21-06 | CO5 | 356 | PVC | 8 | 10539 ALMOND AVE | Oak View | 2 | 0 | 1975 | 52751 | A | None | THE OTHER AS BUILT NUMBER IS 40288 |  |  | 75 | 51 | 2050 | 43432 | 1975 | 356
I-22-29-I-22-40 | CO5 | 364 | PVC | 8 | 10590 ALMOND AVE | Oak View | 2 | 0.05041 | 1975 | 52751 | A | None |  |  |  | 75 | 51 | 2050 | 44408 | 1975 | 364
I-22-31-I-21-01 | CO5 | 492 | PVC | 8 | 83 DALE ST | Oak View | 2 | 0 | 1975 | 52538/52753 | A | None |  |  |  | 75 | 51 | 2050 | 60024 | 1975 | 492
I-22-22-I-22-29 | CO5 | 175 | PVC | 8 | 10601 ALMOND AVE | Oak View | 2 | 0.00954 | 1980 | 54652 | A | None |  |  |  | 75 | 46 | 2055 | 21350 | 1980 | 175
I-22-21-I-22-22 | CO5 | 25 | PVC | 6 | 10600 ALMOND AVE | Oak View | 2 | 0.0104 | 1980 | 54652 | G | None |  |  |  | 75 | 46 | 2055 | 10000 | 1980 | 25
J-22-17-I-22-22 | CO5 | 255 | PVC | 8 | 10615 ALMOND AVE | Oak View | 2 | 0.02259 | 1980 | 54652 | A | None | MH I-22-22 IS A DROP MANHOLE |  |  | 75 | 46 | 2055 | 31110 | 1980 | 255
I-22-19-I-22-21 | CO5 | 127 | PVC | 6 | 10600 ALMOND AVE | Oak View | 2 | 0.03079 | 1981 | 54969 | A | None | FROM MH I-22-19 TO I-22-21 6" SIPHON AND HAS A 30' CONCRETE ENCASEMENT |  |  | 75 | 45 | 2056 | 50800 | 1981 | 127
I-22-18-I-22-19 | CO5 | 162 | PVC | 6 | 10613 ALMOND AVE | Oak View | 2 | 0.08889 | 1981 | 54969 | G | None | EASEMENT OF ALMOND AVE |  |  | 75 | 45 | 2056 | 64800 | 1981 | 162
I-22-14-I-22-19 | CO5 | 241 | PVC | 8 | 358 SUNSET CT | Oak View | 2 | 0.08768 | 1981 | 54969 | A | None | EASEMENT BETWEEN SUNSET CT. AND ALMOND AVE |  |  | 75 | 45 | 2056 | 29402 | 1981 | 241
I-22-10-I-22-14 | CO5 | 145 | PVC | 8 | 325 SUNSET ST | Oak View | 2 | 0.05786 | 1981 | 54969 | A | None |  |  |  | 75 | 45 | 2056 | 17690 | 1981 | 145
J-22-07-I-22-08 | CO5 | 200 | PVC | 8 | 491 SUNSET ST | Oak View | 2 | 0.0941 | 1981 | 54970 | A | None |  |  |  | 75 | 45 | 2056 | 24400 | 1981 | 200
I-22-08-I-22-10 | CO5 | 263 | PVC | 8 | 433 SUNSET ST | Oak View | 2 | 0.07844 | 1981 | 54970 | A | None |  |  |  | 75 | 45 | 2056 | 32086 | 1981 | 263
J-23-20-J-22-02 | CO5 | 125 | PVC | 8 | 602 RIDGE LINE DR | Oak View | 2 | 0.03832 | 1984 | 56628 | G | None | RIDGE LINE EASEMENT |  |  | 75 | 42 | 2059 | 15250 | 1984 | 125
H-19-10-H-19-09 | CO6 | 220 | PVC | 6 | 165 OAKLAWN DR | Oak View | 3 | 0.007 | 1966 | U-26-236 | A | None |  |  |  | 75 | 60 | 2041 | 88000 | 1966 | 220
H-19-15-H-19-16 | CO6 | 90 | PVC | 8 | 205 VERDE OAK DR | Oak View | 3 | 0.00702 | 1981 | 55895 | A | None |  |  |  | 75 | 45 | 2056 | 10980 | 1981 | 90
H-19-19-H-19-15 | CO6 | 301 | PVC | 8 | 1125 SPRING ST | Oak View | 3 | 0.00957 | 1981 | 55895 | G | None |  |  |  | 75 | 45 | 2056 | 36722 | 1981 | 301
H-19-20-H-19-19 | CO6 | 210 | PVC | 8 | 1125 SPRING ST | Oak View | 3 | 0.00886 | 1981 | 55895 | F | None |  |  |  | 75 | 45 | 2056 | 25620 | 1981 | 210
H-19-22-H-19-20 | CO6 | 266 | PVC | 8 | 1125 SPRING ST | Oak View | 3 | 0.00974 | 1981 | 55895 | G | None |  |  |  | 75 | 45 | 2056 | 32452 | 1981 | 266
H-19-23-H-19-22 | CO6 | 145 | PVC | 8 | 1143 SPRING ST | Oak View | 3 | 0.0051 | 1981 | 55895 | A | None | LINE ENTERING MH H-19-23 FROM THE NORTH IS A STUB |  |  | 75 | 45 | 2056 | 17690 | 1981 | 145
H-19-24-H-19-23 | CO6 | 366 | PVC | 8 | 1191 SPRING ST | Oak View | 3 | 0.00673 | 1981 | 55896 | A | None | LINE ENTERING MH H-19-24 FROM THE SO. IS A LATERAL |  |  | 75 | 45 | 2056 | 44652 | 1981 | 366
G-15-04-G-15-03 | DO1 | 12 | PVC | 6 | 8380 EDISON DR | Ventura | 2 | 0 | 2002 | U-26-113-B | A | None | G-15-04 IS A CLEAN-OUT |  |  | 75 | 24 | 2077 | 4800 | 2002 | 12
G-15-05-G-15-04 | DO1 | 150 | PVC | 6 | EDISON DR | Ventura | 2 | 0 | 2002 | U-26-113-B | A | None | G-15-05 AND G-15-04 ARE CLEAN-OUTS |  |  | 75 | 24 | 2077 | 60000 | 2002 | 150
G-16-09-G-16-08 | DO1 | 6 | PVC | 6 | 8735 VENTURA AVE | Ventura | 2 | 0 | 1969 | U-26-115 | A | None | MARC,TOM |  |  | 75 | 57 | 2044 | 2400 | 1969 | 6
G-16-07-G-16-09 | DO1 | 73 | PVC | 6 | OJAI TRAIL | Ventura | 2 | 0 | 1969 | U-26-115 | A | None |  |  |  | 75 | 57 | 2044 | 29200 | 1969 | 73
G-16-05-G-16-06 | DO1 | 46 | PVC | 6 | OJAI TRAIL | Ventura | 2 | 0 | 1969 | U-26-115 | A | None |  |  |  | 75 | 57 | 2044 | 18400 | 1969 | 46
S-30-04-S-30-05 | AO1 | 250 | PVC | 15 | 1314 E Ojai Ave | Ojai | 3 | 0.00176 | 1986 | U-26-66 | A | None |  |  |  | 75 | 40 | 2061 | 57187.5 | 1986 | 250
S-30-01-S-30-04 | AO1 | 256 | PVC | 15 | 1434 E Ojai Ave | Ojai | 3 | 0.00176 | 1986 | U-26-66 | A | None |  |  |  | 75 | 40 | 2061 | 58560 | 1986 | 256
T-30-03-T-30-02 | AO1 | 257 | PVC | 15 | 1484 East Ojai A ve | Ojai | 3 | 0.00236 | 1986 | U-26-66 | L | None |  |  |  | 75 | 40 | 2061 | 58788.75 | 1986 | 257
T-30-02-S-30-01 | AO1 | 235 | PVC | 15 | 1434 E OjaiI Ave | Ojai | 3 | 0.00237 | 1986 | U-26-66 | L | None |  |  |  | 75 | 40 | 2061 | 53756.25 | 1986 | 235
H-17-12-H-17-13 | DO1 | 0 | PVC | 8 | 9266 VENTURA AVE | Ventura |  |  |  | 6000 |  | None |  |  |  | 75 | 2026 | 2055 | 0 | 0 | 0
H-17-13-H-17-07 | DO1 | 0 | PVC | 8 | 9220 VENTURA AVE | Ventura |  |  |  | 60007 |  | None |  |  |  | 75 | 2026 | 2055 | 0 | 0 | 0
J-07-13-J-07-12 | DO2 | 130 | PVC | 12 | 1 | Not Assigned |  |  |  | 60016 |  | None |  |  |  | 75 | 2026 | 2055 | 23790 | 0 | 130
I-09-01-I-09-02 | DO2 | 390 | PVC | 12 | 1 | Not Assigned |  |  |  | 60016 |  | None |  |  |  | 75 | 2026 | 2055 | 71370 | 0 | 390
I-09-02-I-09-03 | DO2 | 361.43 | PVC | 12 | 1 | Not Assigned |  |  |  | 60016 |  | None |  |  |  | 75 | 2026 | 2055 | 66141.69 | 0 | 361.43
I-09-03-I-09-04 | DO2 | 358.58 | PVC | 12 | 1 | Not Assigned |  |  |  | 60016 |  | None |  |  |  | 75 | 2026 | 2055 | 65620.14 | 0 | 358.58
I-09-08-I-08-07 | DO2 | 380 | PVC | 12 | 1 | Not Assigned |  |  |  | 60016 |  | None |  |  |  | 75 | 2026 | 2055 | 69540 | 0 | 380
I-08-07-I-08-06 | DO2 | 380 | PVC | 12 | 1 | Not Assigned |  |  |  | 60016 |  | None |  |  |  | 75 | 2026 | 2055 | 69540 | 0 | 380
I-09-06-I-09-07 | DO2 | 43.35 | PVC | 12 | 1 | Not Assigned |  |  |  | 60016 |  | None |  |  |  | 75 | 2026 | 2055 | 7933.05 | 0 | 43.35
I-09-05-I-09-06 | DO2 | 230 | PVC | 12 | 1 | Not Assigned |  |  |  | 60016 |  | None |  |  |  | 75 | 2026 | 2055 | 42090 | 0 | 230
I-09-04-I-09-05 | DO2 | 230 | PVC | 12 | 1 | Not Assigned |  |  |  | 60016 |  | None |  |  |  | 75 | 2026 | 2055 | 42090 | 0 | 230
I-09-07-I-09-08 | DO2 | 255.13 | PVC | 12 | 1 | Not Assigned |  |  |  | 60016 |  | None |  |  |  | 75 | 2026 | 2055 | 46688.79 | 0 | 255.13
J-07-10-J-07-13 | DO2 | 35.71 | PVC | 6 | 1 | Not Assigned |  |  |  | 60016 |  | None |  |  |  | 75 | 2026 | 2055 | 14284 | 0 | 35.71
I-10-11-I-10-12 | DO2 | 381 | PVC | 10 | 1 | Ventura |  |  |  | 60016 |  | None |  |  |  | 75 | 2026 | 2055 | 58102.5 | 0 | 381
I-10-13-I-10-14 | DO2 | 248.41 | PVC | 10 | 1 | Not Assigned |  |  |  | 60016 |  | None |  |  |  | 75 | 2026 | 2055 | 37882.525 | 0 | 248.41
I-10-12-I-10-13 | DO2 | 56 | PVC | 10 | 1 | Not Assigned |  |  |  | 60017 |  | None |  |  |  | 75 | 2026 | 2055 | 8540 | 0 | 56
J-07-14-J-07-13 | DO2 | 359 | PVC | 12 | 85 MILL DR | Not Assigned |  |  |  | 60016 |  | None |  |  |  | 75 | 2026 | 2055 | 65697 | 0 | 359
J-08-26-J-07-14 | DO2 | 353.89 | PVC | 12 | 4035 CROOKED PALM RD | Not Assigned |  |  |  | 60016 |  | None |  |  |  | 75 | 2026 | 2055 | 64761.87 | 0 | 353.89
I-08-04-J-08-26 | DO2 | 397.96 | PVC | 12 | 4213 CROOKED PALM RD | Not Assigned |  |  |  | 60016 |  | None |  |  |  | 75 | 2026 | 2055 | 72826.68 | 0 | 397.96
I-08-06-I-08-04 | DO2 | 369.18 | PVC | 12 | 1 | Not Assigned |  |  |  | 60016 |  | None |  |  |  | 75 | 2026 | 2055 | 67559.94 | 0 | 369.18
I-10-14-I-09-01 | DO2 | 401.1 | PVC | 12 | 1 | Not Assigned |  |  |  | 60016 |  | None |  |  |  | 75 | 2026 | 2055 | 73401.3 | 0 | 401.1
I-10-10-I-10-11 | DO2 | 248.7 | PVC | 10 | 1 | Ventura |  |  |  | 60017 |  | None |  |  |  | 75 | 2026 | 2055 | 37926.75 | 0 | 248.7
I-10-09-I-10-10 | DO2 | 136 | PVC | 10 | 5379 N Ventura Ave | Ventura |  |  |  | 60017 |  | None |  |  |  | 75 | 2026 | 2055 | 20740 | 0 | 136
I-10-04-I-10-09 | DO2 | 343 | PVC | 10 | 5379 N Ventura Ave | Ventura |  |  |  | 60017 |  | None |  |  |  | 75 | 2026 | 2055 | 52307.5 | 0 | 343
I-08-03-J-08-24 | DO3 | 397 | PVC | 8 | 4213 CROOKED PALM RD | Ventura | 2 | 0.00678 | 1987 | U-26-299 | A | None | LATERAL COMING INTO MH I-08-03 FROM OJAI RUBBISH |  |  | 75 | 39 | 2062 | 48434 | 1987 | 397
J-07-12-J-07-11 | DO3 | 82 | PVC | 12 |  | Not Assigned |  |  |  | 60016 |  | None |  |  |  | 75 | 2026 | 2055 | 15006 | 0 | 82
J-07-07-J-07-11 | DO3 | 5 | PVC | 8 | 31 Orchard Dr | Ventura | [5 empty] | None |  |  |  | 75 | 2026 | 2055 | 610 | 0 | 5
J-07-11-J-07-ORCHARD LS | DO3 | 24.94 | PVC | 12 | 31 Orchard Dr | Ventura |  |  |  | 60018 |  | None |  |  |  | 75 | 2026 | 2055 | 4564.02 | 0 | 24.94
G-15-15-G-15-06 | N/A | 260 | PVC | 6 |  | Not Assigned |  |  |  | 60017 |  | None |  |  |  | 75 | 2026 | 2055 | 104000 | 0 | 260
G-15-14-G-06-06 | N/A | 254 | PVC | 8 |  | Not Assigned |  |  |  | 60018 |  | None |  |  |  | 75 | 2026 | 2055 | 30988 | 0 | 254
H-12-03-H-12-02 | N/A | 183.8 | PVC | 8 |  | Not Assigned |  |  |  | 60002 |  | None |  |  |  | 75 | 2026 | 2055 | 22423.6 | 0 | 183.8
H-26-17-H-26-16 | N/A | 324.07 | PVC | 8 | Hwy 150 | Not Assigned |  |  |  | 60001 |  | None |  |  |  | 75 | 2026 | 2055 | 39536.54 | 0 | 324.07
R-29-18-R-29-17 | N/A | 217.42 | PVC | 6 | 407 Bryant Cir | Ojai |  |  |  | 60004 |  | None |  |  |  | 75 | 2026 | 2055 | 86968 | 0 | 217.42
L-27-09-L-27-08 | N/A | 80.79 | PVC | 8 |  | Not Assigned |  |  |  | 60019 |  | None |  |  |  | 75 | 2026 | 2055 | 9856.38 | 0 | 80.79
L-27-10-L-27-09 | N/A | 325.44 | PVC | 8 |  | Not Assigned |  |  |  | 60019 |  | None |  |  |  | 75 | 2026 | 2055 | 39703.68 | 0 | 325.44
H-13-05-H-13-06 | N/A | 159.81 | PVC | 8 |  | Not Assigned |  |  |  | 60002 |  | None |  |  |  | 75 | 2026 | 2055 | 19496.82 | 0 | 159.81
H-13-04-H-13-05 | N/A | 63 | PVC | 8 |  | Not Assigned |  |  |  | 60002 |  | None |  |  |  | 75 | 2026 | 2055 | 7686 | 0 | 63
H-13-06-H-12-03 | N/A | 410.95 | PVC | 8 |  | Not Assigned |  |  |  | 60002 |  | None |  |  |  | 75 | 2026 | 2055 | 50135.9 | 0 | 410.95
R-30-38-R-30-25 | N/A | 266.3 | PVC | 8 |  | Not Assigned |  |  |  | 60008 & 60009 |  | None |  |  |  | 75 | 2026 | 2055 | 32488.6 | 0 | 266.3
F-22-04-F-22-02 | N/A | 230 | PVC | 8 | n | Not Assigned |  |  |  | 60012 & 60013 |  | None |  |  |  | 75 | 2026 | 2055 | 28060 | 0 | 230
I-11-08-I-11-09 | N/A | 49.62 | PVC | 8 |  | Not Assigned |  |  |  | 60017 |  | None |  |  |  | 75 | 2026 | 2055 | 6053.64 | 0 | 49.62
I-11-10-I-11-11 | N/A | 90.45 | PVC | 8 |  | Not Assigned |  |  |  | 60017 |  | None |  |  |  | 75 | 2026 | 2055 | 11034.9 | 0 | 90.45
I-11-11-I-11-12 | N/A | 305.17 | PVC | 8 |  | Not Assigned |  |  |  | 60017 |  | None |  |  |  | 75 | 2026 | 2055 | 37230.74 | 0 | 305.17
I-11-12-I-11-13 | N/A | 261.28 | PVC | 8 |  | Not Assigned |  |  |  | 60017 |  | None |  |  |  | 75 | 2026 | 2055 | 31876.16 | 0 | 261.28
I-11-09-I-11-10 | N/A | 222.26 | PVC | 8 |  | Not Assigned |  |  |  | 60017 |  | None |  |  |  | 75 | 2026 | 2055 | 27115.72 | 0 | 222.26
I-11-08-I-11-05 | N/A | 11 | PVC | 8 |  | Not Assigned | [5 empty] | None |  |  |  | 75 | 2026 | 2055 | 1342 | 0 | 11
G-27-15-G-27-RMLS | N/A | 40.33 | PVC | 8 |  | Not Assigned |  |  |  | 56221-A |  | None |  |  |  | 75 | 2026 | 2055 | 4920.26 | 0 | 40.33
Q-30-25-Q-30-15 | N/A | 53.98 | PVC | 6 | 242 E OJAI AVE | Not Assigned |  |  |  | NONE |  | None |  |  |  | 75 | 2026 | 2055 | 21592 | 0 | 53.98
Q-30-18-Q-30-25 | N/A | 30 | PVC | 6 | 226 E OJAI AVE | Not Assigned |  |  |  | U-26-648 |  | None |  |  |  | 75 | 2026 | 2055 | 12000 | 0 | 30
O-29-07-O-29-08 | N/A | 494.3 | PVC | 8 | 914 EL PASEO RD | Not Assigned |  |  |  | NONE |  | None |  |  |  | 75 | 2026 | 2055 | 60304.6 | 0 | 494.3
O-30-07-O-29-07 | N/A | 536.4 | PVC | 8 | 816 EL PASEO RD | Not Assigned |  |  |  | NONE |  | None |  |  |  | 75 | 2026 | 2055 | 65440.8 | 0 | 536.4
O-30-05-O-30-07 | N/A | 502.7 | PVC | 8 | 730 EL PASEO RD | Not Assigned |  |  |  | NONE |  | None |  |  |  | 75 | 2026 | 2055 | 61329.4 | 0 | 502.7
O-30-06-O-30-05 | N/A | 453 | PVC | 8 | 716 EL PASEO RD | Not Assigned |  |  |  | NONE |  | None |  |  |  | 75 | 2026 | 2055 | 55266 | 0 | 453
O-30-02-O-30-05 | N/A | 556 | PVC | 8 | 901 CUYAMA RD | Not Assigned |  |  |  | NONE |  | None |  |  |  | 75 | 2026 | 2055 | 67832 | 0 | 556
O-30-03-O-30-02 | N/A | 490.1 | PVC | 8 | 801 CUYAMA RD | Not Assigned |  |  |  | NONE |  | None |  |  |  | 75 | 2026 | 2055 | 59792.2 | 0 | 490.1
O-30-04-O-30-03 | N/A | 145.4 | PVC | 8 | 707 CUYAMA RD | Not Assigned |  |  |  | NONE |  | None |  |  |  | 75 | 2026 | 2055 | 17738.8 | 0 | 145.4
O-30-01-O-30-02 | N/A | 348.6 | PVC | 8 | 217 SIERRA RD | Not Assigned |  |  |  | NONE |  | None |  |  |  | 75 | 2026 | 2055 | 42529.2 | 0 | 348.6
O-29-08-O-29-02 | N/A | 42.6 | PVC | 8 | 202 DEL NORTE RD | Not Assigned |  |  |  | NONE |  | None |  |  |  | 75 | 2026 | 2055 | 5197.2 | 0 | 42.6
G-26-PLUG1-G-26-05 | N/A | 228.9 | PVC | 4 |  | Not Assigned |  |  |  | 56218 |  | None |  |  |  | 75 | 2026 | 2055 | 91560 | 0 | 228.9
P-31-41-P-31-09 | N/A | 80 | PVC | 8 |  | Not Assigned |  |  |  | NONE |  | None |  |  |  | 75 | 2026 | 2055 | 9760 | 0 | 80
O-29-"Y"-O-29-02 | N/A | 606.23 | PVC | 3 | 1020 OJAI AVE | Not Assigned |  |  |  | U-26-4 |  | None |  |  |  | 75 | 2026 | 2055 | 242492 | 0 | 606.23
N-29-32-N-29-24 | N/A | 230 | PVC | 8 | 1100 MARICOPA HWY | Not Assigned |  |  |  | U-26-1 |  | None |  |  |  | 75 | 2026 | 2055 | 28060 | 0 | 230
L-27-07-L-27-02 | N/A | 303 | PVC | 8 |  | Not Assigned |  |  |  | U-26-379 |  | None |  |  |  | 75 | 2026 | 2055 | 36966 | 0 | 303
L-27-08-L-27-07 | N/A | 400 | PVC | 8 |  | Not Assigned |  |  |  | U-26-575 |  | None |  |  |  | 75 | 2026 | 2055 | 48800 | 0 | 400
H-29-PLUG1-H-29-05 | N/A | 117.49 | PVC | 8 |  | Not Assigned |  |  |  | 57122 |  | None |  |  |  | 75 | 2026 | 2055 | 14333.78 | 0 | 117.49
H-25-10-H-25-07 | BO4 | 84 | PVC | 21 | 2475 BURNHAM RD | Oak View | 1 |  | 2004 | U-26-714 | G | None |  |  |  | 75 | 22 | 2079 | 26901 | 2004 | 84
I-19-01-I-19-02 | AO9 | 101 | PVC | 18 | 10024 Old Creek Rd | Oak View | 3 |  |  | U-26-738 | A | None |  |  |  | 75 | 2026 | 2055 | 27724.5 | 0 | 101
TP-2012-01-K-22-13 | N/A | 10 | PVC | 18 |  | Not Assigned | [5 empty] | None |  |  |  | 75 | 2026 | 2055 | 2745 | 0 | 10
I-19-03-I-19-04 | AO9 | 118 | TEC | 21 | 9950 OLD CREEK RD | Ventura | 1 | 0.00959 | 1969 | U-26-450 | A | None |  | 1969 ACOE; Is to vid |  | 55 | 57 | 2024 | 37789.5 | 1969 | 118
I-19-02-I-19-03 | AO9 | 143 | TEC | 21 | Old Creek Rd | Oak View |  |  | 1969 | U-26-450 |  | None |  | 1969 ACOE; Is to vid |  | 55 | 57 | 2024 | 45795.75 | 1969 | 143
G-19-01-G-19-03 | CO7 | 456.4 | TEC | 15 | OJAI TRAIL | Oak View | 2 | 0.2118 | 1964 | U-26-123 | A | None | 122' pipe changes from VCP to Techite | 1969 ACOE |  | 55 | 62 | 2019 | 104401.5 | 1964 | 456.4
G-19-03-G-19-04 | CO7 | 374.96 | TEC | 15 | OJAI TRAIL | Oak View | 2 | 0.02834 | 1969 | U-26-123 | A | None |  | 1969 ACOE |  | 55 | 57 | 2024 | 85772.1 | 1969 | 374.96
G-19-04-G-19-05 | CO7 | 386.74 | TEC | 18 | OJAI TRAIL | Oak View | 2 | 1 | 1969 | U-26-121,U-26-123 | A | None |  | 1969 ACOE |  | 55 | 57 | 2024 | 106160.13 | 1969 | 386.74
G-19-05-G-19-06 | CO7 | 349.91 | TEC | 18 | OJAI TRAIL | Oak View | 2 | 0.00797 | 1969 | U-26-121 | A | None |  | 1969 ACOE |  | 55 | 57 | 2024 | 96050.295 | 1969 | 349.91
Q-30-48-Q-30-63 | AO4 | 145 | VCP | 15 | 309 S MONTGOMERY ST | Ojai | 1 | 0.00396 | 1926 | U-26-624,U-26-637 | A | None |  |  |  | 80 | 100 | 2006 | 33168.75 | 1926 | 145
S-32-11-S-32-12 | AO1 | 360 | VCP | 8 | 918 Mercer Ave | Ojai | 2 | 0 | 1972 | U-26-308 | A | CIPP | Lined 10/12/2015 |  |  | 80 | 54 | 2065 | 43920 | 1972 | 360
S-32-10-S-32-11 | AO1 | 356 | VCP | 8 | 1014 Mercer Ave | Ojai | 2 | 0 | 1959 | U-26-310 | A | CIPP | Lined 10/12/2015 |  |  | 80 | 67 | 2065 | 43432 | 1959 | 356
S-32-12-S-31-42 | AO1 | 361 | VCP | 8 | 818 Mercer Ave | Ojai | 2 | 0 | 1972 | U-26-308 | A | CIPP | Lined 10/13/2015 |  |  | 80 | 54 | 2065 | 44042 | 1972 | 361
S-31-42-S-31-41 | AO1 | 359 | VCP | 8 | 718 Mercer Ave | Ojai | 2 | 0.01735 | 1959 | U-26-310 | A | CIPP | Lined 09/08/2015 |  |  | 80 | 67 | 2065 | 43798 | 1959 | 359
S-31-41-S-31-40 | AO1 | 362 | VCP | 8 | 1011 E Grand Ave | Ojai | 3 | 0.01066 | 1959 | U-26-310 | A | CIPP | Lined 10/15/2015 |  |  | 80 | 67 | 2065 | 44164 | 1959 | 362
S-31-40-S-31-02 | AO1 | 379 | VCP | 8 | 930 E Grand Ave | Ojai | 3 | 0.0175 | 1951 | U-26-80 | A | CIPP | Lined 10/01/2014 |  |  | 80 | 75 | 2065 | 46238 | 1951 | 379
S-31-02-S-31-03 | AO1 | 350 | VCP | 8 | 510 Shady Ln | Ojai | 3 | 0.019 | 1951 | U-26-519 | A | CIPP | Lined 10/01/2014 |  |  | 80 | 75 | 2065 | 42700 | 1951 | 350
S-31-03-S-31-04 | AO1 | 350 | VCP | 8 | 410 Shady Ln | Ojai | 2 | 0.019 | 1951 | U-26-518 | A | CIPP | Lined 10/15/2015 |  |  | 80 | 75 | 2065 | 42700 | 1951 | 350
S-31-04-S-31-05 | AO1 | 350 | VCP | 8 | 310 Shady Ln | Ojai | 2 | 0.019 | 1951 | U-26-518 | A | CIPP | Lined 10/16/2015 |  |  | 80 | 75 | 2065 | 42700 | 1951 | 350
N-26-01-N-26-02 | AO8 | 325 | VCP | 18 | 11969 Creek Rd | Ojai | 1 | 0.00502 | 1963 | U-26-464 | L | None |  |  |  | 80 | 63 | 2043 | 89212.5 | 1963 | 325
S-31-05-S-30-17 | AO1 | 350 | VCP | 8 | 210 Shady Ln | Ojai | 3 | 0.01491 | 1951 | U-26-518 | A | CIPP | Lined 10/16/2015 |  |  | 80 | 75 | 2065 | 42700 | 1951 | 350
N-26-02-N-26-03 | AO8 | 300 | VCP | 18 | 11969 Creek Rd | Ojai | 1 | 0.005 | 1963 | U-26-464 | L | None |  |  |  | 80 | 63 | 2043 | 82350 | 1963 | 300
N-26-03-N-26-04 | AO8 | 300 | VCP | 18 | 11969 Creek Rd | Ojai | 1 | 0.005 | 1963 | U-26-464 | L | None |  |  |  | 80 | 63 | 2043 | 82350 | 1963 | 300
N-26-04-N-26-05 | AO8 | 400 | VCP | 18 | 11969 CREEK RD | Ojai | 1 | 0.005 | 1963 | U-26-463 | L | None |  |  |  | 80 | 63 | 2043 | 109800 | 1963 | 400
O-26-04-O-26-05 | AO8 | 325 | VCP | 18 | 11969 Creek Rd | Ojai | 2 | 0.03314 | 1963 | U-26-465 | A | None |  |  |  | 80 | 63 | 2043 | 89212.5 | 1963 | 325
O-26-05-O-26-06 | AO8 | 300 | VCP | 18 | 11969 CREEK RD | Ojai | 2 | 0.03313 | 1963 | U-26-464 | A | None |  |  |  | 80 | 63 | 2043 | 82350 | 1963 | 300
R-30-13-R-30-14 | AO2 | 300 | VCP | 12 | 317 Bryant St | Ojai | 1 | 0.00836 | 1995 | U-26-318 | A | None |  |  |  | 80 | 31 | 2075 | 54900 | 1995 | 300
R-30-11-R-30-12 | AO2 | 451 | VCP | 12 | 201 A Bryant St | Ojai | 1 | 0.00827 | 1995 | U-26-318 | A | None |  |  |  | 80 | 31 | 2075 | 82533 | 1995 | 451
R-30-12-R-30-13 | AO2 | 134 | VCP | 12 | 309 Bryant St | Ojai | 1 | 0.00828 | 1995 | U-26-318 | A | None |  |  |  | 80 | 31 | 2075 | 24522 | 1995 | 134
R-30-16-R-30-11 | AO2 | 363 | VCP | 12 | 842 E Ojai Ave | Ojai | 1 | 0.00879 | 1995 | U-26-313 | A | None |  |  |  | 80 | 31 | 2075 | 66429 | 1995 | 363
O-26-06-N-26-01 | AO8 | 327 | VCP | 18 | 11969 Creek Rd | Ojai | 2 | 0.00498 | 1963 | U-26-464 | A | None |  |  |  | 80 | 63 | 2043 | 89761.5 | 1963 | 327
O-26-01-O-26-02 | AO8 | 82 | VCP | 18 | 11969 Creek Rd | Ojai | 2 | 0.01012 | 1963 | U-26-465 | A | None |  |  |  | 80 | 63 | 2043 | 22509 | 1963 | 82
O-26-03-O-26-04 | AO8 | 45 | VCP | 18 | 11969 Creek Rd | Ojai | 2 | 0.03306 | 1963 | U-26-465 | A | None |  |  |  | 80 | 63 | 2043 | 12352.5 | 1963 | 45
R-30-02-R-30-03 | AO3 | 175 | VCP | 6 | 107 WAITE ST | Ojai | 2 | 0.00474 | 1953 | U-26-82 | A | None |  |  |  | 80 | 73 | 2033 | 70000 | 1953 | 175
R-30-03-R-30-08 | AO3 | 183 | VCP | 8 | 108 DROWN AVE | Ojai | 2 | 0.02088 | 1950 | U-26-79 | A | CIPP | Lined 09/30/2015 |  |  | 80 | 76 | 2065 | 22326 | 1950 | 183
R-30-05-R-30-09 | AO3 | 343 | VCP | 8 | 201 N Fulton St | Ojai | 2 | 0.01 | 1926 | U-26-512 | A | CIPP | Lined 10/15/2015 |  |  | 80 | 100 | 2065 | 41846 | 1926 | 343
R-30-27-R-30-10 | AO3 | 365 | VCP | 8 | 201 Park Rd | Ojai | 2 | 0.00395 | 1973 | U-26-97 | A | CIPP | Lined 09/28/2015 |  |  | 80 | 53 | 2065 | 44530 | 1973 | 365
O-27-01-O-27-02 | AO8 | 431 | VCP | 15 | Creek Rd | Ojai | 2 | 0.01358 | 1963 | U-26-466 | A | None |  |  |  | 80 | 63 | 2043 | 98591.25 | 1963 | 431
R-31-35-R-31-34 | AO3 | 234 | VCP | 6 | 919 E Aliso St | Ojai | 1 | -3.21368 | 1955 | U-26-313 | A | CIPP | Lined 10/01/2015 |  |  | 80 | 71 | 2065 | 93600 | 1955 | 234
R-31-34-R-31-11 | AO3 | 252 | VCP | 6 | 910 E Aliso St | Ojai | 2 | 2.98413 | 1955 | U-26-313 | A | CIPP | Lined 10/01/2015 |  |  | 80 | 71 | 2065 | 100800 | 1955 | 252
R-31-11-R-30-27 | AO3 | 303 | VCP | 8 | 301 Park Rd | Ojai | 2 | 0.00472 | 1973 | U-26-97 | A | CIPP | Lined 09/28/2015 |  |  | 80 | 53 | 2065 | 36966 | 1973 | 303
R-31-08-R-31-11 | AO3 | 402 | VCP | 8 | 401 Park Rd | Ojai | 2 | 0.01465 | 1973 | U-26-97 | A | CIPP | Lined 10/15/2015 |  |  | 80 | 53 | 2065 | 49044 | 1973 | 402
R-31-07-R-31-08 | AO3 | 346 | VCP | 8 | 501 Park Rd. | Ojai | 2 | 0.01491 | 1973 | U-26-97,U-26-98 | A | CIPP | Lined 10/15/2015 |  |  | 80 | 53 | 2065 | 42212 | 1973 | 346
R-31-32-R-30-05 | AO3 | 350 | VCP | 8 | 216 N Fulton St | Ojai | 2 | 0.01086 | 1926 | U-26-512 | A | None |  |  |  | 80 | 100 | 2006 | 42700 | 1926 | 350
R-31-27-R-31-09 | AO3 | 187 | VCP | 6 | 605 E Oak St | Ojai | 2 | 0.00565 | 1926 | U-26-513 | A | CIPP | Lined 09/30/2015 |  |  | 80 | 100 | 2065 | 74800 | 1926 | 187
R-31-23-R-31-09 | AO3 | 340 | VCP | 8 | 412 Drown Ave | Ojai | 2 | 0.01259 | 1926 | U-26-513 | A | CIPP | Lined 09/30/2015 |  |  | 80 | 100 | 2065 | 41480 | 1926 | 340
R-31-18-R-31-22 | AO3 | 326 | VCP | 8 | 605 Grand Ave | Ojai | 2 | 0.01485 | 1926 | U-26-513 | A | CIPP | Lined 09/28/2015 |  |  | 80 | 100 | 2065 | 39772 | 1926 | 326
R-31-22-R-31-23 | AO3 | 340 | VCP | 8 | 513 Drown Ave | Ojai | 2 | 0.01576 | 1926 | U-26-513 | A | CIPP | Lined 09/28/2015 |  |  | 80 | 100 | 2065 | 41480 | 1926 | 340
R-31-17-R-31-18 | AO3 | 193 | VCP | 6 | 605 Grand Ave | Ojai | 2 | 0 | 1926 | U-26-513 | A | CIPP | Lined 10/15/2015 |  |  | 80 | 100 | 2065 | 77200 | 1926 | 193
R-31-01-R-31-02 | AO3 | 232 | VCP | 8 | 715 Sunset Pl | Ojai | 2 | 0.00569 | 1954 | U-26-102 | A | CIPP | Lined 10/09/2015 |  |  | 80 | 72 | 2065 | 28304 | 1954 | 232
R-31-37-R-31-05 | AO3 | 20 | VCP | 8 | 901 GRAND AVE | Ojai | 2 | 0.02 | 1954 | U-26-102 | A | None |  |  |  | 80 | 72 | 2034 | 2440 | 1954 | 20
R-31-03-R-31-04 | AO3 | 185 | VCP | 8 | 704 Park Rd | Ojai | 3 | 0.00984 | 1972 | U-26-38 | A | CIPP | Lined 09/30/2015 |  |  | 80 | 54 | 2065 | 22570 | 1972 | 185
R-31-04-R-31-05 | AO3 | 211 | VCP | 6 | 909 Grand Ave | Ojai | 3 | 0.00606 | 1926 | U-26-310 | A | None | Line segment ends in the dirt before Park Rd |  |  | 80 | 100 | 2006 | 84400 | 1926 | 211
R-31-04-R-31-06 | AO3 | 465 | VCP | 8 | 909 Grand Ave | Ojai | 2 | 0.0146 | 1973 | U-26-98 | A | CIPP | Lined 10/01/2015 |  |  | 80 | 53 | 2065 | 56730 | 1973 | 465
R-31-06-R-31-07 | AO3 | 345 | VCP | 8 | 509 Park Rd | Ojai | 2 | 0.01888 | 1973 | U-26-98 | A | CIPP | Lined 10/01/2015 |  |  | 80 | 53 | 2065 | 42090 | 1973 | 345
R-31-12-R-31-04 | AO3 | 58 | VCP | 6 | 608 Park Rd | Ojai | 4 | 0 | 1926 | U-26-38 | A | None |  |  |  | 80 | 100 | 2006 | 23200 | 1926 | 58
R-32-10-R-32-11 | AO3 | 246 | VCP | 8 | 902 Ayers Ave | Ojai |  | 0.01939 | 1972 | U-26-38 | A | CIPP | Lined 09/11/2015 |  |  | 80 | 54 | 2065 | 30012 | 1972 | 246
R-32-11-R-31-03 | AO3 | 308 | VCP | 8 | 802 Park Rd | Ojai | 3 | 0.00984 | 1972 | U-26-38 | A | CIPP | Lined 09/30/2015 |  |  | 80 | 54 | 2065 | 37576 | 1972 | 308
R-32-08-R-31-01 | AO3 | 456 | VCP | 8 | 901 Sunset Pl | Ojai | 2 | 0.01039 | 1954 | U-26-102 | A | CIPP | Lined 10/09/2015 |  |  | 80 | 72 | 2065 | 55632 | 1954 | 456
R-32-06-R-32-10 | AO3 | 322 | VCP | 8 | 919 Park Rd | Ojai | 3 | 0.01012 | 1972 | U-26-39 | A | CIPP | Lined 10/15/2015 |  |  | 80 | 54 | 2065 | 39284 | 1972 | 322
R-32-03-R-32-08 | AO3 | 456 | VCP | 8 | 1001 Sunset Pl | Ojai | 2 | 0.02336 | 1954 | U-26-102 | A | CIPP | Lined 10/08/2015 |  |  | 80 | 72 | 2065 | 55632 | 1954 | 456
R-32-01-R-32-03 | AO3 | 314 | VCP | 8 | 1013 Sunset Pl | Ojai | 2 | 0.01557 | 1954 | U-26-102 | A | CIPP | Lined 10/08/2015 |  |  | 80 | 72 | 2065 | 38308 | 1954 | 314
R-32-21-R-32-20 | AO3 | 380 | VCP | 8 | 1215 Daly Rd | Ojai | 2 | 0.00317 | 1959 | U-26-248 | A | None | Line Running East from MH R-32-21 is a Overflow Line |  |  | 80 | 67 | 2039 | 46360 | 1959 | 380
R-32-20-R-32-19 | AO3 | 376 | VCP | 8 | 517 Pleasant Ave | Ojai | 2 | 0.00317 | 1959 | U-26-248 | A | CIPP |  |  |  | 80 | 67 | 2065 | 45872 | 1959 | 376
R-32-13-R-32-14 | AO3 | 249 | VCP | 8 | 525 White Oak Cir | Ojai | 3 | 0.0118 | 1959 | U-26-250 | A | CIPP | Lined 09/10/2015 |  |  | 80 | 67 | 2065 | 30378 | 1959 | 249
R-32-14-R-32-19 | AO3 | 255 | VCP | 8 | 1310 N Drown Ave | Ojai | 3 | 0.02757 | 1959 | U-26-249 | A | CIPP | Lined 10/02/2015 |  |  | 80 | 67 | 2065 | 31110 | 1959 | 255
R-32-19-R-32-18 | AO3 | 242 | VCP | 8 | 1302 N Drown Ave | Ojai | 2 | 0.00322 | 1959 | U-26-248 | A | CIPP | There is a dam in the upstream MH. Lined 10/16/2015 |  |  | 80 | 67 | 2065 | 29524 | 1959 | 242
R-32-15-R-32-17 | AO3 | 218 | VCP | 8 | 1314 Meadowbrook Rd | Ojai | 3 | 0.02211 | 1959 | U-26-247 | A | CIPP | Lined 10/12/2015 |  |  | 80 | 67 | 2065 | 26596 | 1959 | 218
R-32-17-R-32-16 | AO3 | 230.94 | VCP | 8 | 1305 Meadowbrook Rd | Ojai | 2 | 0.00416 | 1959 | U-26-246 | A | CIPP | Lined 09/09/2015 |  |  | 80 | 67 | 2065 | 28174.68 | 1959 | 230.94
R-32-18-R-32-17 | AO3 | 117.14 | VCP | 8 | 613 Pleasant Ave | Ojai | 2 | 0.00479 | 1959 | U-26-247 | A | CIPP | Lined 10/16/2015 |  |  | 80 | 67 | 2065 | 14291.08 | 1959 | 117.14
R-32-16-R-32-32 | AO3 | 316 | VCP | 8 | 1201 Sunset Pl | Ojai | 2 | 0.02696 | 1972 | No As-Built | A | CIPP | Lined 10/07/2015 |  |  | 80 | 54 | 2065 | 38552 | 1972 | 316
R-32-32-R-32-01 | AO3 | 315 | VCP | 8 | 1105 Sunset Pl | Ojai | 2 | 0.02368 | 1972 | U-26-308 | A | CIPP | Lined 10/07/2015 |  |  | 80 | 54 | 2065 | 38430 | 1972 | 315
R-32-31-R-32-33 | AO3 | 290.6 | VCP | 8 | 1201 Grandview Ave | Ojai | 3 | 0.0239 | 1972 | U-26-308 | A | CIPP | Lined 09/09/2015 |  |  | 80 | 54 | 2065 | 35453.2 | 1972 | 290.6
R-33-11-R-32-31 | AO3 | 426 | VCP | 8 | 1221 Grandview Ave | Ojai | 3 | 0.02733 | 1972 | U-26-308 | A | CIPP | Lined 09/11/2015 |  |  | 80 | 54 | 2065 | 51972 | 1972 | 426
R-33-14-R-33-13 | AO3 | 214.94 | VCP | 8 | 922 Patrica Ct | Ojai | 2 | 0.01972 | 1964 | U-26-12 | A | CIPP | Lined 10/14/2015 |  |  | 80 | 62 | 2065 | 26222.68 | 1964 | 214.94
R-33-13-R-32-34 | AO3 | 247 | VCP | 8 | 1221 Park Rd | Ojai | 2 | 0 | 1964 | U-26-308 | A | CIPP | Lined 10-5-2015 |  |  | 80 | 62 | 2065 | 30134 | 1964 | 247
R-33-09-R-32-16 | AO3 | 348 | VCP | 8 | 1213 Sunset Pl | Ojai | 3 | 0.02621 | 1972 | U-26-308 | A | CIPP | Lined 10/06/2015 |  |  | 80 | 54 | 2065 | 42456 | 1972 | 348
R-33-06-R-32-14 | AO3 | 371 | VCP | 8 | 1409 N Drown Ave | Ojai | 3 | 0.03346 | 1959 | U-27-249 | A | CIPP | Lined 10/02/2015 |  |  | 80 | 67 | 2065 | 45262 | 1959 | 371
R-33-04-R-32-13 | AO3 | 445 | VCP | 8 | 1413 White Oak Cir | Ojai | 4 | 0.03565 | 1959 | U-26-250 | A | CIPP | Lined 09/10/2015 |  |  | 80 | 67 | 2065 | 54290 | 1959 | 445
R-33-05-R-33-07 | AO3 | 410 | VCP | 8 | 506 Red Hill Rd | Ojai | 3 | 0.01427 | 1959 | U-26-246 | A | CIPP | Lined 10/13/2015 |  |  | 80 | 67 | 2065 | 50020 | 1959 | 410
R-33-07-R-32-15 | AO3 | 400.16 | VCP | 8 | 614 Red Hill Rd | Ojai | 3 | 0.042 | 1959 | U-26-247 | A | CIPP | Lined 10/12/2015 |  |  | 80 | 67 | 2065 | 48819.52 | 1959 | 400.16
R-33-08-R-33-09 | AO3 | 348 | VCP | 8 | 1303 Sunset Pl | Ojai | 3 | 0 | 1972 | U-26-308 | A | CIPP | Lined 10/06/2015 |  |  | 80 | 54 | 2065 | 42456 | 1972 | 348
R-33-10-R-33-11 | AO3 | 427 | VCP | 8 | 1400 Grandview Ave | Ojai | 3 | 0 | 1968 | No As-Built | A | CIPP | Lined 09/11/2015 |  |  | 80 | 58 | 2065 | 52094 | 1968 | 427
R-33-12-R-33-13 | AO3 | 273 | VCP | 8 | 1401 PARK RD | Ojai | 2 | 0.02011 | 1964 | U-26-11 | A | CIPP | Lined 09/11/2015 |  |  | 80 | 62 | 2065 | 33306 | 1964 | 273
S-33-01-S-33-02 | AO3 | 341 | VCP | 8 | 1302 Ayers Ave | Ojai | 2 | 0.01272 | 1964 | U-26-11 | A | CIPP | Lined 09/08/2015 |  |  | 80 | 62 | 2065 | 41602 | 1964 | 341
S-32-01-R-32-10 | AO3 | 211 | VCP | 8 | 908 Ayers Ave | Ojai | 3 | 0.02133 | 1972 | U-26-40 | A | CIPP | Lined 09/11/2015 |  |  | 80 | 54 | 2065 | 25742 | 1972 | 211
S-32-02-S-32-01 | AO3 | 119 | VCP | 8 | 920 Ayers Ave | Ojai | 3 | 0.02168 | 1972 | U-26-40 | A | CIPP | Lined 09/11/2015 |  |  | 80 | 54 | 2065 | 14518 | 1972 | 119
R-32-07-S-32-01 | AO3 | 151 | VCP | 8 | 911 N Ayers Ct | Ojai | 3 | 0.03026 | 1972 | U-26-39 | A | CIPP | Lined 10/14/2015 |  |  | 80 | 54 | 2065 | 18422 | 1972 | 151
S-32-03-S-32-02 | AO3 | 142 | VCP | 8 | 918 S Ayers Ct | Ojai | 3 | 0.00341 | 1972 | U-26-39 | A | CIPP | Lined 10/14/2015 |  |  | 80 | 54 | 2065 | 17324 | 1972 | 142
S-32-04-S-32-02 | AO3 | 325 | VCP | 8 | 1002 Ayers Ave | Ojai | 3 | 0.02818 | 1972 | U-26-40 | A | CIPP | Lined 09/10/2015 |  |  | 80 | 54 | 2065 | 39650 | 1972 | 325
R-31-10-R-31-20 | AO3 | 100 | VCP | 8 | 710 Grand Ave | Ojai | 4 | 0.0492 | 2001 | U-26-512 | A | None |  |  |  | 80 | 25 | 2081 | 12200 | 2001 | 100
R-30-19-R-30-27 | AO3 | 266 | VCP | 6 | 916 E Matilija St | Ojai | 3 | 0 | 1995 | NONE | A | CIPP | Lined 09/29/2015 |  |  | 80 | 31 | 2065 | 106400 | 1995 | 266
O-27-02-O-27-03 | AO8 | 325 | VCP | 15 | CREEK RD | Ojai | 2 | 0.0108 | 1963 | U-26-466 | A | None |  |  |  | 80 | 63 | 2043 | 74343.75 | 1963 | 325
O-27-03-O-27-04 | AO8 | 325 | VCP | 18 | CREEK RD | Ojai | 2 | 0.0108 | 1963 | U-26-466 | A | None |  |  |  | 80 | 63 | 2043 | 89212.5 | 1963 | 325
O-27-04-O-27-05 | AO8 | 425 | VCP | 18 | CREEK RD | Ojai | 2 | 0.00781 | 1963 | U-26-465 | A | None |  |  |  | 80 | 63 | 2043 | 116662.5 | 1963 | 425
R-31-26-Q-31-36 | AO4 | 439 | VCP | 6 | 601 E OAK ST | Ojai | 3 | -1.71415 | 1926 | U-26-313 | A | None |  |  |  | 80 | 100 | 2006 | 175600 | 1926 | 439
R-31-16-R-31-13 | AO4 | 416 | VCP | 6 | 512 GRAND AVE | Ojai | 3 | 0 | 1926 | U-26-310 | A | None |  |  |  | 80 | 100 | 2006 | 166400 | 1926 | 416
R-31-24-R-31-13 | AO4 | 401 | VCP | 8 | 802 Daly Rd | Ojai | 3 | 0.03017 | 1950 | U-26-310 | A | CIPP |  |  |  | 80 | 76 | 2065 | 48922 | 1950 | 401
R-32-27-R-31-24 | AO4 | 352 | VCP | 0 | 816 Daly Rd | Ojai | 3 | 0.02255 | 1968 | U-26-310 | A | None |  |  |  | 80 | 58 | 2048 | 140800 | 1968 | 352
R-32-24-R-32-27 | AO4 | 384 | VCP | 8 | 920 Daly Rd | Ojai | 2 | 0.02099 | 1968 | U-26-310 | A | None |  |  |  | 80 | 58 | 2048 | 46848 | 1968 | 384
R-32-05-R-32-24 | AO4 | 260 | VCP | 8 | 1010 Daly Rd | Ojai | 3 | 0.00756 | 1968 | U-26-350 | A | CIPP |  |  |  | 80 | 58 | 2065 | 31720 | 1968 | 260
R-32-23-R-32-05 | AO4 | 115 | VCP | 8 | 1105 Daly Rd | Ojai | 3 | 0.002 | 1968 | U-26-350 | A | None |  |  |  | 80 | 58 | 2048 | 14030 | 1968 | 115
R-32-22-R-32-23 | AO4 | 227 | VCP | 8 | 1109 Daly Rd | Ojai | 3 | 0.04405 | 1968 | U-26-350 | A | None |  |  |  | 80 | 58 | 2048 | 27694 | 1968 | 227
R-32-12-R-32-21 | AO4 | 215.19 | VCP | 8 | 1306 Daly Rd | Ojai | 3 | 0.02042 | 1959 | U-26-251 | A | None |  |  |  | 80 | 67 | 2039 | 26253.18 | 1959 | 215.19
R-32-21-R-32-25 | AO4 | 77 | VCP | 8 | 1215 Daly Rd | Ojai | 3 | 9.99999 | 1972 | U-26-308 | A | CIPP | Line Running East from MH R-32-21 is a Overflow Line |  |  | 80 | 54 | 2065 | 9394 | 1972 | 77
R-32-25-R-32-26 | AO4 | 215 | VCP | 8 | 1209 Daly Rd | Ojai | 3 | 0 | 1972 | U-26-308 | A | CIPP |  |  |  | 80 | 54 | 2065 | 26230 | 1972 | 215
R-32-26-R-32-22 | AO4 | 214 | VCP | 8 | 1203 Daly Rd | Ojai | 3 | -3.88702 | 1972 | U-26-308 | A | CIPP |  |  |  | 80 | 54 | 2065 | 26108 | 1972 | 214
R-33-01-R-33-02 | AO4 | 140.78 | VCP | 8 | 1405 Daly Rd | Ojai | 4 | 0.00142 | 1959 | U-26-251 | A | None |  |  |  | 80 | 67 | 2039 | 17175.16 | 1959 | 140.78
R-33-02-R-33-03 | AO4 | 166.47 | VCP | 8 | 1410 Daly Rd | Ojai | 4 | 0.03717 | 1959 | U-26-251 | A | CIPP |  |  |  | 80 | 67 | 2065 | 20309.34 | 1959 | 166.47
R-33-03-R-32-12 | AO4 | 381 | VCP | 8 | 1326 Daly Rd | Ojai | 3 | 0.04552 | 1959 | U-26-251 | A | CIPP |  |  |  | 80 | 67 | 2065 | 46482 | 1959 | 381
O-27-05-O-26-01 | AO8 | 425 | VCP | 18 | Creek Rd | Ojai | 2 | 0.00781 | 1963 | U-26-465 | A | None |  |  |  | 80 | 63 | 2043 | 116662.5 | 1963 | 425
P-27-01-P-27-02 | AO8 | 458 | VCP | 15 | 1720 CREEK RD | Ojai | 2 | 0.01029 | 1963 | U-26-467 | A | None |  |  |  | 80 | 63 | 2043 | 104767.5 | 1963 | 458
P-27-02-P-27-08 | AO8 | 162 | VCP | 15 | 1720 CREEK RD | Ojai | 2 | 0 | 1963 | U-26-467 | A | None |  |  |  | 80 | 63 | 2043 | 37057.5 | 1963 | 162
P-27-04-P-27-05 | AO8 | 143 | VCP | 15 | CREEK RD | Ojai | 2 | 0.01357 | 1963 | U-26-466 | A | None |  |  |  | 80 | 63 | 2043 | 32711.25 | 1963 | 143
P-27-05-O-27-01 | AO8 | 275 | VCP | 15 | CREEK RD | Ojai | 2 | 0.01356 | 1963 | U-26-466 | A | None |  |  |  | 80 | 63 | 2043 | 62906.25 | 1963 | 275
P-28-01-P-28-02 | AO8 | 381 | VCP | 15 | CREEK RD | Ojai | 1 | 0.01614 | 1963 | U-26-468 | L | None |  |  |  | 80 | 63 | 2043 | 87153.75 | 1963 | 381
Q-30-19-Q-30-22 | AO4 | 185 | VCP | 10 | 109 N MONTGOMERY ST | Ojai | 2 | 0.02203 | 1994 | U-26-625 | A | None |  |  |  | 80 | 32 | 2074 | 28212.5 | 1994 | 185
P-28-03-P-28-04 | AO8 | 400 | VCP | 15 | CREEK RD | Ojai | 2 | 0.0131 | 1963 | U-26-467 | A | None |  |  |  | 80 | 63 | 2043 | 91500 | 1963 | 400
Q-30-12-Q-30-19 | AO4 | 143 | VCP | 10 | 310 E MATILIJA ST | Ojai | 2 | 0.01147 | 1994 | U-26-625 | A | None | DROP MANHOLE |  |  | 80 | 32 | 2074 | 21807.5 | 1994 | 143
Q-30-20-Q-30-27 | AO4 | 140 | VCP | 6 | 314 E OJAI AVE | Ojai | 2 | 0.01377 | 1926 | U-26-633 | A | None |  |  |  | 80 | 100 | 2006 | 56000 | 1926 | 140
P-28-04-P-28-05 | AO8 | 325 | VCP | 15 | 1187 CREEK RD | Ojai | 2 | 0.01391 | 1963 | U-26-467 | A | None |  |  |  | 80 | 63 | 2043 | 74343.75 | 1963 | 325
Q-31-03-Q-31-04 | AO4 | 180 | VCP | 8 | 806 N Montgomery St | Ojai | 3 | 0.02762 | 1968 | U-26-352 | A | CIPP |  |  |  | 80 | 58 | 2065 | 21960 | 1968 | 180
Q-31-04-Q-31-05 | AO4 | 404 | VCP | 8 | 714 N Montgomery St | Ojai | 3 | 0.01188 | 1968 | U-26-352 | A | CIPP |  |  |  | 80 | 58 | 2065 | 49288 | 1968 | 404
Q-31-10-Q-31-11 | AO4 | 276 | VCP | 8 | 301 Grand Ave | Ojai | 3 | 0.0054 | 1926 | U-26-505 | A | CIPP |  |  |  | 80 | 100 | 2065 | 33672 | 1926 | 276
Q-31-11-Q-31-05 | AO4 | 283 | VCP | 8 | 309 Grand Ave | Ojai | 3 | 0.00541 | 1926 | U-26-505 | A | CIPP |  |  |  | 80 | 100 | 2065 | 34526 | 1926 | 283
Q-31-09-Q-31-10 | AO4 | 374.14 | VCP | 8 | 210 Grand Ave | Ojai | 2 | 0.03019 | 1926 | U-26-505 | A | CIPP |  |  |  | 80 | 100 | 2065 | 45645.08 | 1926 | 374.14
Q-31-05-Q-31-37 | AO4 | 363 | VCP | 8 | 401 Grand Ave | Ojai | 2 | 0.01478 | 1926 | U-26-626,U-26504 | A | CIPP |  |  |  | 80 | 100 | 2065 | 44286 | 1926 | 363
Q-31-37-Q-31-33 | AO4 | 232 | VCP | 8 | 509 N Montgomery St | Ojai | 2 | 0.01472 | 1994 | U-26-626 | A | CIPP |  |  |  | 80 | 32 | 2065 | 28304 | 1994 | 232
Q-30-05-Q-31-35 | AO4 | 300 | VCP | 8 | 303 E ALISO ST | Ojai | 2 | 0.008 | 1994 | U-26-596 | A | None |  |  |  | 80 | 32 | 2074 | 36600 | 1994 | 300
Q-31-36-Q-31-34 | AO4 | 420 | VCP | 6 | 415 E OAK ST | Ojai | 3 | 0.01813 | 1926 | U-26-504 | A | None |  |  |  | 80 | 100 | 2006 | 168000 | 1926 | 420
Q-32-14-Q-32-13 | AO4 | 209 | VCP | 8 | 1305 N Montgomery St | Ojai | 3 | 0.01705 | 1992 | U-26-308,U-26-569 | A | CIPP |  |  |  | 80 | 34 | 2065 | 25498 | 1992 | 209
Q-32-13-Q-32-03 | AO4 | 375 | VCP | 8 | 1212 N Montgomery St | Ojai | 3 | 0 | 1972 | U-26-308 | A | CIPP |  |  |  | 80 | 54 | 2065 | 45750 | 1972 | 375
Q-32-03-Q-32-12 | AO4 | 135 | VCP | 8 | 1201 N Montgomery St | Ojai | 3 | 0 | 1972 | U-26-308 | A | CIPP |  |  |  | 80 | 54 | 2065 | 16470 | 1972 | 135
Q-32-12-R-32-22 | AO4 | 358 | VCP | 8 | 1111 N Montgomery St | Ojai | 3 | 0 | 1972 | U-26-308 | A | None |  |  |  | 80 | 54 | 2052 | 43676 | 1972 | 358
Q-32-08-Q-32-05 | AO4 | 112 | VCP | 6 | 1001 N Montgomery St | Ojai | 3 | 0.00713 | 1986 | U-26-100 | A | None |  |  |  | 80 | 40 | 2066 | 44800 | 1986 | 112
Q-32-05-R-32-05 | AO4 | 415 | VCP | 0 | 1101 N Montgomery St | Ojai | 3 | 0.00759 | 1971 | U-26-95 | A | CIPP |  |  |  | 80 | 55 | 2065 | 166000 | 1971 | 415
Q-31-06-R-31-24 | AO4 | 251 | VCP | 6 | 408 Buena Vista Dr | Ojai | 3 | 0.00546 | 1968 | U-26-310 | A | None |  |  |  | 80 | 58 | 2048 | 100400 | 1968 | 251
Q-31-35-Q-30-12 | AO4 | 385 | VCP | 10 | 302 N MONTGOMERY ST | Ojai | 2 | 0.01161 | 1994 | U-26-625 | A | None | MH Q-31-35 IS A DROP MH |  |  | 80 | 32 | 2074 | 58712.5 | 1994 | 385
R-30-26-R-30-25 | AO4 | 161.96 | VCP | 6 | 309 BRYANT ST | Ojai |  |  | 1963 | U-26-608 |  | None |  |  |  | 80 | 63 | 2043 | 64784 | 1963 | 161.96
Q-30-14-Q-30-13 | AO5 | 290 | VCP | 6 | 209 E MATILIJA ST | Ojai | 3 | 0.00645 | 1994 | U-26-600 | H | None | USE CHAIN FLAIL WHEN CLEANING VERY HEAVY GREASE BUILD UP IN LINE SEGMENT USE LOW PRESSURE, HIGHER THEN 1000 PSI MAY CAUSE FLOODING IN ANTIQUE SHOP, PREMIVIA GALLERY AND POSSIBLE OJAI ICE CREAM. CONTACT STORE OWNER BEFORE CLEANING LINE SO THEY KNOW THAT YOU ARE THERE. TRAFFIC MAY BE A PROBLEM ON SIGNAL ST. IF ASSISTANCE IS NEEDED CONTACT CITY OF OJAI. |  |  | 80 | 32 | 2074 | 116000 | 1994 | 290
Q-30-10-Q-30-13 | AO5 | 176 | VCP | 10 | 202 E MATILIJA ST | Ojai | 2 | 0.03466 | 1994 | U-26-619 | A | None |  |  |  | 80 | 32 | 2074 | 26840 | 1994 | 176
Q-30-02-Q-30-10 | AO5 | 350 | VCP | 10 | 302 SIGNAL ST | Ojai | 2 | 0.02203 | 1994 | U-26-619 | A | None |  |  |  | 80 | 32 | 2074 | 53375 | 1994 | 350
P-31-09-P-31-11 | AO5 | 320 | VCP | 8 | 716 Canada St | Ojai | 2 | 0.04528 | 1975 | U-26-312 | A | CIPP |  |  |  | 80 | 51 | 2065 | 39040 | 1975 | 320
P-31-11-P-31-13 | AO5 | 398 | VCP | 8 | 702 Canada St | Ojai | 3 | 0.03814 | 1962 | U-26-312 | A | CIPP |  |  |  | 80 | 64 | 2065 | 48556 | 1962 | 398
P-31-13-P-31-15 | AO5 | 354 | VCP | 8 | 512 Canada St | Ojai | 2 | 0.03701 | 1962 | U-26-312 | A | CIPP |  |  |  | 80 | 64 | 2065 | 43188 | 1962 | 354
P-31-18-P-31-22 | AO5 | 130 | VCP | 6 | 206 SUMMER ST | Ojai | 3 | 0.01 | 1994 | U-26-588 | A | None |  |  |  | 80 | 32 | 2074 | 52000 | 1994 | 130
P-31-21-P-31-22 | AO5 | 325 | VCP | 8 | 611 Blanch St | Ojai | 2 | 0.03643 | 1994 | U-26-614 | A | CIPP |  |  |  | 80 | 32 | 2065 | 39650 | 1994 | 325
P-31-25-Q-31-12 | AO5 | 231 | VCP | 6 | 112 SUMMER ST | Ojai | 3 | 0.0168 | 1994 | U-26-588 | A | None | 2 - POINT REPAIRS AND NU-PIPE INSTALLED IN 1994 DURING 1927RE-HAB. |  |  | 80 | 32 | 2074 | 92400 | 1994 | 231
P-31-15-P-31-17 | AO5 | 354 | VCP | 8 | 207 Canada St | Ojai | 2 | 0.01791 | 1962 | U-26-312 | A | CIPP |  |  |  | 80 | 64 | 2065 | 43188 | 1962 | 354
P-31-17-P-30-02 | AO5 | 356 | VCP | 8 | 312 Canada St | Ojai | 3 | 0.03118 | 1966 | U-26-312 | D | CIPP |  |  |  | 80 | 60 | 2065 | 43432 | 1966 | 356
P-29-04-P-29-03 | AO6 | 368 | VCP | 8 | 820 COUNTRY CLUB RD | Ojai | 2 | 0.0056 | 1962 | U-26-50 | E | None | needed stakes needed clearly trees |  |  | 80 | 64 | 2042 | 44896 | 1962 | 368
P-29-03-P-29-02 | AO6 | 412 | VCP | 8 | 802 COUNTRY CLUB RD | Ojai | 2 | 0.00364 | 1962 | U-26-50 | E | None | needed trees clearly and marked |  |  | 80 | 64 | 2042 | 50264 | 1962 | 412
P-29-02-P-29-01 | AO6 | 374 | VCP | 8 | 702 COUNTRY CLUB RD | Ojai | 2 | 0.02425 | 1962 | U-26-49,U-26-50 | F | None |  |  |  | 80 | 64 | 2042 | 45628 | 1962 | 374
P-29-07-P-29-06 | AO6 | 401 | VCP | 6 | 608 COUNTRY CLUB DR | Ojai | 2 | 0.04222 | 1966 | U-26-322 | A | None | NO PROFILE |  |  | 80 | 60 | 2046 | 160400 | 1966 | 401
P-29-01-P-29-06 | AO6 | 305 | VCP | 8 | 616 COUNTRY CLUB RD | Ojai | 2 | 0.02567 | 1962 | U-26-49 | A | None |  |  |  | 80 | 64 | 2042 | 37210 | 1962 | 305
P-29-06-P-29-05 | AO6 | 157 | VCP | 8 | 510 COUNTRY CLUB DR | Ojai | 2 | 0.01596 | 1962 | U-26-49 | A | None |  |  |  | 80 | 64 | 2042 | 19154 | 1962 | 157
P-29-05-P-29-10 | AO6 | 262 | VCP | 8 | 510 COUNTRY CLUB DR | Ojai | 2 | 0.01065 | 1962 | U-26-49 | E | None |  |  |  | 80 | 64 | 2042 | 31964 | 1962 | 262
P-29-10-P-29-09 | AO6 | 163 | VCP | 8 | 510 COUNTRY CLUB DR | Ojai | 2 | 0.00542 | 1962 | U-26-49 | E | None |  |  |  | 80 | 64 | 2042 | 19886 | 1962 | 163
P-29-09-P-29-11 | AO6 | 327 | VCP | 8 | 510 COUNTRY CLUB DR | Ojai | 2 | 0.01024 | 1962 | U-26-48 | K | None |  |  |  | 80 | 64 | 2042 | 39894 | 1962 | 327
P-29-11-P-29-14 | AO6 | 230 | VCP | 8 | 418 SAN ANTONIO ST | Ojai | 2 | 0.0093 | 1966 | U-26-317 | E | None | NO PROFILE |  |  | 80 | 60 | 2046 | 28060 | 1966 | 230
P-29-13-P-29-12 | AO6 | 211 | VCP | 8 | 410 CRESTVIEW DR | Ojai | 2 | 0.00483 | 1966 | U-26-317 | A | None | NO PROFILE |  |  | 80 | 60 | 2046 | 25742 | 1966 | 211
P-29-14-P-29-13 | AO6 | 212 | VCP | 8 | 418 CRESTVIEW DR | Ojai | 2 | 0.00441 | 1966 | U-26-317 | A | None | NO PROFILE |  |  | 80 | 60 | 2046 | 25864 | 1966 | 212
P-29-26-P-29-14 | AO6 | 325 | VCP | 6 | 602 CRESTVIEW DR | Ojai | 3 | 0 | 1966 | U-26-317 | E | None | NO PROFILE |  |  | 80 | 60 | 2046 | 130000 | 1966 | 325
P-29-15-P-29-28 | AO6 | 85 | VCP | 6 | 418 CRESTVIEW DR | Ojai | 2 | 0 | 1966 | U-26-317 | A | None | NO PROFILE |  |  | 80 | 60 | 2046 | 34000 | 1966 | 85
P-29-16-P-29-17 | AO6 | 325 | VCP | 10 | 607 CRESTVIEW DR | Ojai | 2 | 0.00397 | 1966 | U-26-269 | A | None |  |  |  | 80 | 60 | 2046 | 49562.5 | 1966 | 325
P-29-17-P-29-18 | AO6 | 190 | VCP | 10 | 603 CRESTVIEW DR | Ojai | 2 | 0.00401 | 1966 | U-26-269 | A | None |  |  |  | 80 | 60 | 2046 | 28975 | 1966 | 190
P-29-18-P-29-20 | AO6 | 82 | VCP | 10 | 502 Oak Creek Ln | Ojai | 2 | 0.00403 | 1966 | U-26-269 | A | None |  |  |  | 80 | 60 | 2046 | 12505 | 1966 | 82
P-29-19-P-29-20 | AO6 | 65 | VCP | 10 | 502 OAK CREEK LN | Ojai | 2 | 0.06023 | 1966 | U-26-269 | A | None |  |  |  | 80 | 60 | 2046 | 9912.5 | 1966 | 65
P-29-20-P-29-21 | AO6 | 148 | VCP | 10 | 502 OAK CREEK LN | Ojai | 2 | 0.06128 | 1966 | U-26-269 | A | None |  |  |  | 80 | 60 | 2046 | 22570 | 1966 | 148
P-29-21-P-29-22 | AO6 | 180 | VCP | 10 | 513 OAK CREEK LN | Ojai | 2 | 0.17011 | 1966 | U-26-268 | E | None |  |  |  | 80 | 60 | 2046 | 27450 | 1966 | 180
P-29-12-P-30-51 | AO6 | 214 | VCP | 8 | 402 SANTA ANA ST | Ojai | 2 | 0.00404 | 1966 | U-26-317 | A | None |  |  |  | 80 | 60 | 2046 | 26108 | 1966 | 214
P-30-51-P-30-50 | AO6 | 62 | VCP | 8 | 310 SANTA ANA ST | Ojai | 2 | 0.10055 | 1966 | U-26-269 | A | None |  |  |  | 80 | 60 | 2046 | 7564 | 1966 | 62
P-30-50-P-29-16 | AO6 | 369 | VCP | 10 | 306 SANTA ANA ST | Ojai | 1 | 0.00402 | 1966 | U-26-269 | A | None |  |  |  | 80 | 60 | 2046 | 56272.5 | 1966 | 369
P-29-27-P-29-12 | AO6 | 120 | VCP | 6 | 406 SANTA ANA ST | Ojai | 2 | 0 | 1966 | U-26-317 | A | None |  |  |  | 80 | 60 | 2046 | 48000 | 1966 | 120
N-26-08-N-26-09 | AO7 | 159 | VCP | 10 | 12096 VENTURA AVE | Ojai | 2 | 0.01572 | 1964 | U-26-347 | G | None | SANITARY SEWER EASEMENT |  |  | 80 | 62 | 2044 | 24247.5 | 1964 | 159
N-26-09-N-26-10 | AO7 | 277 | VCP | 10 | villanova school | Ojai | 2 | 0.02581 | 1964 | U-26-348 | G | None | SANITARY SEWER EASEMENT |  |  | 80 | 62 | 2044 | 42242.5 | 1964 | 277
N-26-10-N-26-11 | AO7 | 222 | VCP | 10 | villanova school | Ojai | 2 | 0.02635 | 1964 | U-26-348 | G | None | SANITARY SEWER EASEMENT. LINE ENTERING MH N-26-10 FROM THE NORTH IS LATERAL |  |  | 80 | 62 | 2044 | 33855 | 1964 | 222
N-26-11-O-26-09 | AO7 | 162 | VCP | 8 | villanova school | Ojai | 2 | 0.40309 | 1964 | U-26-348 | G | None | SANITARY SEWER EASEMENT |  |  | 80 | 62 | 2044 | 19764 | 1964 | 162
O-26-09-O-26-08 | AO7 | 393 | VCP | 10 | 12096 HERMOSA RD | Ojai | 2 | 0.0102 | 1964 | U-26-348 | G | None | ACCESS TO MH O-26-08 ON HERMOSA RD |  |  | 80 | 62 | 2044 | 59932.5 | 1964 | 393
O-26-08-O-26-07 | AO7 | 352 | VCP | 10 | villanova school | Ojai | 2 | 0.01046 | 1964 | U-26-348 | A | None |  |  |  | 80 | 62 | 2044 | 53680 | 1964 | 352
N-27-02-N-27-03 | AO7 | 300 | VCP | 10 | villanova school | Ojai | 2 | 0.00657 | 1964 | U-26-346 | G | None | MH N-27-02 IS LOCATED AT ENTRANCE TO VILLANOVA SCHOOL IN FLOWER BED |  |  | 80 | 62 | 2044 | 45750 | 1964 | 300
N-27-03-N-27-04 | AO7 | 255 | VCP | 10 | Villanova School | Ojai | 2 | 0.2778 | 1964 | U-26-346 | E | None |  |  |  | 80 | 62 | 2044 | 38887.5 | 1964 | 255
N-27-04-N-27-05 | AO7 | 300 | VCP | 10 | villanova school | Ojai | 2 | 0.00593 | 1964 | U-26-346 | E | None |  |  |  | 80 | 62 | 2044 | 45750 | 1964 | 300
N-27-05-N-27-06 | AO7 | 310 | VCP | 10 | villanova school | Ojai | 2 | 0.04397 | 1964 | U-26-347 | E | None | SANITARY SEWER EASEMENT. LINE ENTERING MH N-27-05 FROM THE WEST IS A STUB (NO FLOW) |  |  | 80 | 62 | 2044 | 47275 | 1964 | 310
N-27-06-N-27-07 | AO7 | 324 | VCP | 10 | 12096 VENTURA AVE | Ojai | 2 | 0.00509 | 1964 | U-26-347 | E | None | SANITARY SEWER EASEMENT |  |  | 80 | 62 | 2044 | 49410 | 1964 | 324
N-27-07-N-27-08 | AO7 | 408 | VCP | 10 | Villinova School | Ojai | 2 | 0.00512 | 1964 | U-26-347 | G | None | SANITARY SEWER EASEMENT |  |  | 80 | 62 | 2044 | 62220 | 1964 | 408
N-27-08-N-26-08 | AO7 | 357 | VCP | 10 | 12096 VENTURA AVE | Ojai | 2 | 0.0051 | 1964 | U-26-347 | G | None | SANITARY SEWER EASEMENT |  |  | 80 | 62 | 2044 | 54442.5 | 1964 | 357
N-28-19-N-27-01 | AO7 | 241 | VCP | 10 | trail | Ojai | 2 | 0.01045 | 1964 | U-26-346 | E | None | ACCESS TO MH N-29-19 THRU GATE ON WEST SIDE OF MANHOLE |  |  | 80 | 62 | 2044 | 36752.5 | 1964 | 241
N-28-18-N-28-19 | AO7 | 400 | VCP | 10 | trail | Ojai | 2 | 0.01593 | 1964 | U-26-345,U-26-346 | A | None | LINE ENTERING M.H. N-28-18 FROM EAST IS A LATERAL |  |  | 80 | 62 | 2044 | 61000 | 1964 | 400
N-28-17-N-28-18 | AO7 | 250 | VCP | 10 | trial | Ojai | 2 | 0.0084 | 1964 | U-26-345 | E | None | ACCESS TO THIS MAINLINE IS DIFFICULT IN THE WINTER TIME AFTER HEAVY RAIN BE CAREFUL NOT THE GET STUCK |  |  | 80 | 62 | 2044 | 38125 | 1964 | 250
N-28-16-N-28-17 | AO7 | 250 | VCP | 10 | OJAI TRAIL | Ojai | 2 | 0.24916 | 1964 | U-26-345 | E | None | ACCESS IN WINTER TIME AFTER HEAVY RAIN MAY BE DIFFICULT BE CAREFUL NOT TO GET STUCK |  |  | 80 | 62 | 2044 | 38125 | 1964 | 250
N-28-15-N-28-16 | AO7 | 52 | VCP | 10 | 430 DESCANSO AVE | Ojai | 4 | 0.08385 | 1964 | U-26-345 | E | None |  |  |  | 80 | 62 | 2044 | 7930 | 1964 | 52
N-28-14-N-28-16 | AO7 | 35 | VCP | 10 | 502 Descano | Ojai | 3 | 0.02521 | 1964 | U-26-345 | E | None | LINE MUST BE ROLLED CAN NOT GET TO MH N-28-14 CLEAN THIS LINE FROM MH N-28-16 |  |  | 80 | 62 | 2044 | 5337.5 | 1964 | 35
N-28-12-N-28-14 | AO7 | 115 | VCP | 10 | 517 VALLE RIO AVE | Ojai | 2 | 0.12565 | 1964 | U-26-345 | A | None |  |  |  | 80 | 62 | 2044 | 17537.5 | 1964 | 115
N-28-13-N-28-12 | AO7 | 135 | VCP | 8 | descanso rd | Ojai | 3 | 0.00644 | 1954 | U-26-291 | A | None |  |  |  | 80 | 72 | 2034 | 16470 | 1954 | 135
N-28-11-N-28-12 | AO7 | 466 | VCP | 8 | 410 DESCANSO AVE | Ojai | 3 | 0.00564 | 1954 | U-26-291 | A | None |  |  |  | 80 | 72 | 2034 | 56852 | 1954 | 466
N-28-09-N-28-12 | AO7 | 312 | VCP | 8 | 513 VALLERIO | Ojai | 3 | 0.04631 | 1954 | U-26-288 | A | None |  |  |  | 80 | 72 | 2034 | 38064 | 1954 | 312
N-28-08-N-28-09 | AO7 | 293 | VCP | 8 | 422 S CARILLO RD | Ojai | 3 | 0.00939 | 1954 | U-26-289 | A | None |  |  |  | 80 | 72 | 2034 | 35746 | 1954 | 293
N-28-06-N-28-09 | AO7 | 130 | VCP | 8 | 437 VALLERIO AVE | Ojai | 3 | 0.04877 | 1954 | U-26-288 | A | None | LINE ENTERING M.H. N-28-06 FROM SOUTH IS A STUB |  |  | 80 | 72 | 2034 | 15860 | 1954 | 130
N-28-05-N-28-06 | AO7 | 129 | VCP | 8 | 433 VALLERIO AVE | Ojai | 3 | 0.0845 | 1954 | U-26-288 | A | None | OK,MARC,JUSTIN |  |  | 80 | 72 | 2034 | 15738 | 1954 | 129
N-28-10-N-28-11 | AO7 | 400 | VCP | 8 | 318 DESCANSO AVE | Ojai | 3 | 0.04868 | 1954 | U-26-291 | A | None |  |  |  | 80 | 72 | 2034 | 48800 | 1954 | 400
N-28-07-N-28-08 | AO7 | 382 | VCP | 8 | 334 S CARILLO RD | Ojai | 3 | 0.00772 | 1954 | U-26-289 | A | None |  |  |  | 80 | 72 | 2034 | 46604 | 1954 | 382
N-28-04-N-28-03 | AO7 | 412 | VCP | 8 | vallero ave | Ojai | 3 | 0.00173 | 1954 | U-26-287,U-26-288 | A | None |  |  |  | 80 | 72 | 2034 | 50264 | 1954 | 412
N-28-03-N-28-07 | AO7 | 275 | VCP | 8 | 401 VALLERIO AVE | Ojai | 3 | 0.02953 | 1954 | U-26-292 | A | None |  |  |  | 80 | 72 | 2034 | 33550 | 1954 | 275
N-28-02-N-28-01 | AO7 | 132 | VCP | 8 | 414 STUART CT | Ojai | 3 | 0.00386 | 1979 | U-26-37 | A | None |  |  |  | 80 | 47 | 2059 | 16104 | 1979 | 132
N-29-13-N-28-03 | AO7 | 48.5 | VCP | 8 | 325 VALLERIO AVE | Ojai | 3 | 0.00597 | 1959 |  | A | None |  |  |  | 80 | 67 | 2039 | 5917 | 1959 | 48.5
N-29-11-N-29-13 | AO7 | 308 | VCP | 8 | 314 VALLERIO AVE | Ojai | 3 | 0.0074 | 1959 | U-26-287 | A | None |  |  |  | 80 | 67 | 2039 | 37576 | 1959 | 308
N-29-17-N-28-07 | AO7 | 267 | VCP | 8 | 318 S CARRILLO RD | Ojai | 3 | 0.02612 | 1954 | U-26-289 | A | None |  |  |  | 80 | 72 | 2034 | 32574 | 1954 | 267
N-29-10-N-29-11 | AO7 | 250 | VCP | 8 | vallero rd | Ojai | 3 | 0.00492 | 1959 | U-26-287 | A | None |  |  |  | 80 | 67 | 2039 | 30500 | 1959 | 250
N-29-16-N-29-17 | AO7 | 250 | VCP | 8 | 306 CARRILLO RD | Ojai | 3 | 0.02112 | 1954 | U-26-289 | A | None |  |  |  | 80 | 72 | 2034 | 30500 | 1954 | 250
N-29-30-N-28-10 | AO7 | 394 | VCP | 8 | 302 DESCANSO AVE | Ojai | 3 | 0.02168 | 1954 | U-26-291 | A | None |  |  |  | 80 | 72 | 2034 | 48068 | 1954 | 394
N-29-15-N-29-16 | AO7 | 355 | VCP | 8 | 209 S CARRILLO RD | Ojai | 3 | 0.00927 | 1954 | U-26-293 | A | None |  |  |  | 80 | 72 | 2034 | 43310 | 1954 | 355
N-29-29-N-29-30 | AO7 | 218 | VCP | 8 | 206 LAREDO LN | Ojai | 3 | 0.00702 | 1954 | U-26-292 | A | None |  |  |  | 80 | 72 | 2034 | 26596 | 1954 | 218
N-29-28-N-29-30 | AO7 | 139.42 | VCP | 8 | 217 Descanso Ave | Ojai | 3 | 0 | 1954 | U-26-290 | A | None |  |  |  | 80 | 72 | 2034 | 17009.24 | 1954 | 139.42
N-29-27-N-29-28 | AO7 | 158 | VCP | 8 | 208 DESCANSO AVE | Ojai | 3 | 0.01139 | 1954 | U-26-290 | A | None |  |  |  | 80 | 72 | 2034 | 19276 | 1954 | 158
N-29-26-N-29-27 | AO7 | 177 | VCP | 8 | 205 DESCANSO AVE | Ojai | 3 | 0.01017 | 1954 | U-26-290 | A | None |  |  |  | 80 | 72 | 2034 | 21594 | 1954 | 177
N-29-14-N-29-09 | AO7 | 400 | VCP | 8 | 201 DESCANSO AVE | Ojai | 3 | 0.00495 | 1954 | U-26-290 | A | None |  |  |  | 80 | 72 | 2034 | 48800 | 1954 | 400
N-29-25-N-29-26 | AO7 | 252 | VCP | 8 | 202 S CARRILLO RD | Ojai | 3 | 0.00731 | 1954 | U-26-292 | A | None |  |  |  | 80 | 72 | 2034 | 30744 | 1954 | 252
N-29-24-N-29-25 | AO7 | 215 | VCP | 8 | 1124 MARICOPA HWY | Ojai | 3 | 0 | 1975 | U-26-1 | A | None |  |  |  | 80 | 51 | 2055 | 26230 | 1975 | 215
N-29-08-N-29-09 | AO7 | 377 | VCP | 8 | 1213 VALLERIO AVE | Ojai | 3 | 0 | 1959 | U-26-315 | A | None | LINE ENTERING MH N-29-08 IS A LATERAL FROM OJAI VALLEY HOSPITAL. |  |  | 80 | 67 | 2039 | 45994 | 1959 | 377
N-29-09-N-29-10 | AO7 | 356 | VCP | 8 | 117 VALLERIO AVE | Ojai | 3 | 0.00326 | 1959 | U-26-287 | A | None |  |  |  | 80 | 67 | 2039 | 43432 | 1959 | 356
N-28-20-N-28-06 | AO7 | 140 | VCP | 8 | 437 Vallero | Ojai | 3 | 0.0845 | 1954 | U-26-288 | A | None | THIS LINE HAS NO CLEAN OUT AT END |  |  | 80 | 72 | 2034 | 17080 | 1954 | 140
N-29-31-N-29-08 | AO7 | 110 | VCP | 6 | 1306 MARICOPA HW | Ojai | 1 | 0 | 1959 | 60005 | A | None | THIS MAINLINE SERVES THE HOSPITAL AND THE CHURCH LINE IS ENCASED FROM CLEANOUT TO MAINLINE |  |  | 80 | 67 | 2039 | 44000 | 1959 | 110
P-28-05-P-27-01 | AO8 | 325 | VCP | 15 | 1187 CREEK RD | Ojai | 2 | 0.01862 | 1963 | U-26-467 | A | None |  |  |  | 80 | 63 | 2043 | 74343.75 | 1963 | 325
Q-28-11-P-28-03 | AO8 | 394 | VCP | 15 | 904 CREEK RD | Ojai | 2 | 0.0119 | 1963 | U-26-468 | A | None |  |  |  | 80 | 63 | 2043 | 90127.5 | 1963 | 394
P-28-02-Q-28-10 | AO8 | 325 | VCP | 15 | 770 CREEK RD | Ojai | 1 | 0.01215 | 1963 | U-26-468 | A | None |  |  |  | 80 | 63 | 2043 | 74343.75 | 1963 | 325
Q-28-02-P-28-01 | AO8 | 375 | VCP | 15 | CREEK RD | Ojai | 1 | 0.01613 | 1963 | U-26-468 | L | None |  |  |  | 80 | 63 | 2043 | 85781.25 | 1963 | 375
O-26-07-O-26-04 | AO8 | 135 | VCP | 10 | 12096 HERMOSA RD | Ojai | 2 | 0 | 1964 | U-26-348 | A | None |  |  |  | 80 | 62 | 2044 | 20587.5 | 1964 | 135
Q-28-01-Q-28-02 | AO8 | 300 | VCP | 15 | CREEK RD | Ojai | 1 | 0 | 1963 | U-26-469 | L | None |  |  |  | 80 | 63 | 2043 | 68625 | 1963 | 300
Q-29-03-Q-29-10 | AO8 | 422 | VCP | 15 | 400 S MONTGOMERY ST | Ojai | 2 | 0 | 1963 | U-26-470 | A | None |  |  |  | 80 | 63 | 2043 | 96532.5 | 1963 | 422
Q-29-10-Q-29-13 | AO8 | 261 | VCP | 15 | 410 S MONTGOMERY ST | Ojai | 2 | 0 | 1963 | U-26-459,U-26-270 | A | None |  |  |  | 80 | 63 | 2043 | 59703.75 | 1963 | 261
Q-29-13-Q-29-15 | AO8 | 370 | VCP | 15 | 525 VENTURA ST. | Ojai | 1 | 0.01419 | 1963 | U-26-469 | A | None |  |  |  | 80 | 63 | 2043 | 84637.5 | 1963 | 370
Q-29-15-Q-29-16 | AO8 | 50 | VCP | 15 | 539 S VENTURA ST | Ojai | 1 | 0.0192 | 1963 | U-26-469,U-26-268 | L | None |  |  |  | 80 | 63 | 2043 | 11437.5 | 1963 | 50
Q-29-17-Q-29-18 | AO8 | 340 | VCP | 15 | CREEK RD | Ojai | 1 | 0.02247 | 1963 | U-26-469 | L | None |  |  |  | 80 | 63 | 2043 | 77775 | 1963 | 340
Q-29-18-Q-28-01 | AO8 | 325 | VCP | 15 | CREEK RD | Ojai | 1 | 0.02062 | 1963 | U-26-469 | L | None |  |  |  | 80 | 63 | 2043 | 74343.75 | 1963 | 325
P-27-08-P-27-03 | AO8 | 45 | VCP | 15 | 1720 CREEK RD | Ojai | 2 | 0.01023 | 1963 | U-26-466,U-26-467 | A | None |  |  |  | 80 | 63 | 2043 | 10293.75 | 1963 | 45
H-18-20-H-18-21 | AO9 | 216 | VCP | 24 | SULFUR MOUNTAIN RD | Oak View | 1 | 0.00273 | 1963 | U-26-442 | A | None |  |  |  | 80 | 63 | 2043 | 79056 | 1963 | 216
P-27-07-P-27-06 | AO8 | 314 | VCP | 8 | 1205 COUNTRY CLUB DR | Ojai | 2 | 0.08471 | 1966 | U-26-271 | A | None |  |  |  | 80 | 60 | 2046 | 38308 | 1966 | 314
H-18-19-H-18-20 | AO9 | 216 | VCP | 24 | SULFUR MOUNTAIN RD | Oak View | 1 | 0.00269 | 1963 | U-26-442 | A | None |  |  |  | 80 | 63 | 2043 | 79056 | 1963 | 216
H-19-27-H-18-08 | AO9 | 387 | VCP | 21 | 9725 OLD CREEK RD | Oak View | 1 | 0.01127 | 1963 | U-26-448 | A | None |  |  |  | 80 | 63 | 2043 | 123936.75 | 1963 | 387
H-19-26-H-19-27 | AO9 | 205 | VCP | 21 | 9725 OLD CREEK RD | Oak View | 1 | 0.00502 | 1963 | U-26-448 | A | None |  |  |  | 80 | 63 | 2043 | 65651.25 | 1963 | 205
I-20-08-I-20-09 | AO9 | 382 | VCP | 18 | 10156 CREEK RD | Oak View | 1 | 0.00696 | 1963 | U-26-451 | A | None |  |  |  | 80 | 63 | 2043 | 104859 | 1963 | 382
I-20-09-I-20-14 | AO9 | 10 | VCP | 18 | 10132 CREEK RD | Oak View | 1 | 0.00832 | 1963 | U-26-451 | G | None |  |  |  | 80 | 63 | 2043 | 2745 | 1963 | 10
I-19-05-I-19-06 | AO9 | 288 | VCP | 21 | 9960 OLD CREEK RD | Ventura | 1 | 0.00503 | 1963 | U-26-448 | A | None |  |  |  | 80 | 63 | 2043 | 92232 | 1963 | 288
I-19-06-I-19-07 | AO9 | 452 | VCP | 21 | 9950 OLD CREEK RD | Ventura | 1 | 0.00511 | 1963 | U-26-448 | A | None |  |  |  | 80 | 63 | 2043 | 144753 | 1963 | 452
I-19-07-I-19-08 | AO9 | 163 | VCP | 21 | 9800 OLD CREEK RD | Ventura | 1 | 0.00466 | 1963 | U-26-448 | A | None |  |  |  | 80 | 63 | 2043 | 52200.75 | 1963 | 163
P-28-08-P-28-07 | AO8 | 159 | VCP | 8 | 1003 COUNTRY CLUB DR | Ojai | 2 | 0.04279 | 1966 | U-26-271,U-26-172 | A | None |  |  |  | 80 | 60 | 2046 | 19398 | 1966 | 159
P-28-07-P-28-06 | AO8 | 269 | VCP | 8 | 1016 COUNTRY CLUB DR | Ojai | 2 | 0.06711 | 1966 | U-26-271 | A | None |  |  |  | 80 | 60 | 2046 | 32818 | 1966 | 269
P-28-06-P-27-07 | AO8 | 313 | VCP | 8 | 1244 COUNTRY CLUB DR | Ojai | 2 | 0.08403 | 1966 | U-26-271 | A | None |  |  |  | 80 | 60 | 2046 | 38186 | 1966 | 313
I-19-08-H-19-26 | AO9 | 240 | VCP | 21 | 9731 OLD CREEK RD | Ventura | 1 | 0.42167 | 1963 | U-26-448 | A | None |  |  |  | 80 | 63 | 2043 | 76860 | 1963 | 240
J-20-04-J-20-05 | AO9 | 159 | VCP | 18 | 10180 Creek Rd | Oak View | 1 | 0 | 1963 | U-26-452 | A | None |  |  |  | 80 | 63 | 2043 | 43645.5 | 1963 | 159
K-22-10-K-22-11 | AO9 | 222 | VCP | 18 | CREEK RD | Oak View | 2 | 0.01086 | 1963 | U-26-455 | A | None |  |  |  | 80 | 63 | 2043 | 60939 | 1963 | 222
K-22-05-K-22-06 | AO9 | 232 | VCP | 18 | Creek Rd | Oak View | 2 | 0.01401 | 1963 | U-26-455 | A | None |  |  |  | 80 | 63 | 2043 | 63684 | 1963 | 232
Q-29-05-Q-29-11 | AO8 | 130 | VCP | 6 | 408 VENTURA ST | Ojai | 2 | 0 | 1926 | U-26-490 | A | None |  |  |  | 80 | 100 | 2006 | 52000 | 1926 | 130
Q-29-12-Q-29-13 | AO8 | 108 | VCP | 6 | 519 VENTURA ST | Ojai | 2 | 0.19296 | 1963 | U-26-472 | A | None |  |  |  | 80 | 63 | 2043 | 43200 | 1963 | 108
K-22-06-K-22-07 | AO9 | 307 | VCP | 18 | CREEK RD | Oak View | 1 | 0.01117 | 1963 | U-26-455 | A | None |  |  |  | 80 | 63 | 2043 | 84271.5 | 1963 | 307
K-22-07-K-22-08 | AO9 | 325 | VCP | 18 | 10750 Creek Rd | Oak View | 1 | 0.0112 | 1963 | U-26-455 | A | None |  |  |  | 80 | 63 | 2043 | 89212.5 | 1963 | 325
K-22-08-K-22-09 | AO9 | 182 | VCP | 18 | CREEK RD | Oak View | 1 | 0.01121 | 1963 | U-26-455 | A | None |  |  |  | 80 | 63 | 2043 | 49959 | 1963 | 182
K-22-09-K-22-10 | AO9 | 243 | VCP | 18 | CREEK RD | Oak View | 1 | 0.01119 | 1963 | U-26-455 | A | None |  |  |  | 80 | 63 | 2043 | 66703.5 | 1963 | 243
L-23-10-L-23-09 | AO9 | 275 | VCP | 18 | 11225 CREEK RD | Oak View | 2 | 0.01 | 1963 | U-26-459 | A | None |  |  |  | 80 | 63 | 2043 | 75487.5 | 1963 | 275
L-23-09-L-23-08 | AO9 | 325 | VCP | 18 | 11055 CREEK RD | Oak View | 2 | 0.01 | 1963 | U-26-459 | G | None |  |  |  | 80 | 63 | 2043 | 89212.5 | 1963 | 325
L-23-08-L-23-07 | AO9 | 325 | VCP | 18 | 11055 CREEK RD | Oak View | 1 | 0.0096 | 1963 | U-26-459 | G | None |  |  |  | 80 | 63 | 2043 | 89212.5 | 1963 | 325
L-23-07-L-23-06 | AO9 | 325 | VCP | 18 | 11013 CREEK RD | Oak View | 1 | 0.00957 | 1963 | U-26-459 | A | None |  |  |  | 80 | 63 | 2043 | 89212.5 | 1963 | 325
P-28-09-P-28-08 | AO8 | 160 | VCP | 8 | 1003 COUNTRY CLUB DR | Ojai | 2 | 0.02139 | 1966 | U-26-272 | A | None |  |  |  | 80 | 60 | 2046 | 19520 | 1966 | 160
L-24-07-L-23-10 | AO9 | 306 | VCP | 18 | 1699 KENEWA ST | Oak View | 2 | 0.0085 | 1963 | U-26-459 | A | None |  |  |  | 80 | 63 | 2043 | 83997 | 1963 | 306
P-27-06-P-27-08 | AO8 | 231 | VCP | 8 | 1205 COUNTRY CLUB DR | Ojai | 2 | 0 | 1966 | U-26-271 | A | None |  |  |  | 80 | 60 | 2046 | 28182 | 1966 | 231
L-24-04-L-24-07 | AO9 | 276 | VCP | 18 | 1691 TEWA CT | Oak View | 2 | 0.01054 | 1963 | U-26-459,U-26-460 | A | None | SEE AS BUILT MAP U-26-460 |  |  | 80 | 63 | 2043 | 75762 | 1963 | 276
M-24-02-L-24-04 | AO9 | 418 | VCP | 18 | 11333 CREEK RD | Ojai | 1 | 0.01057 | 1963 | U-26-460 | A | None |  |  |  | 80 | 63 | 2043 | 114741 | 1963 | 418
M-24-07-M-24-02 | AO9 | 143 | VCP | 18 | 11333 CREEK RD | Ojai | 1 | 0.01118 | 1963 | U-26-460 | A | None |  |  |  | 80 | 63 | 2043 | 39253.5 | 1963 | 143
M-24-04-M-24-03 | AO9 | 310 | VCP | 18 | 11411 CREEK RD | Ojai | 2 | 0.01365 | 1963 | U-26-460 | A | None |  |  |  | 80 | 63 | 2043 | 85095 | 1963 | 310
M-24-05-M-24-04 | AO9 | 205 | VCP | 18 | 11499 CREEK RD | Ojai | 1 | 0.00888 | 1963 | U-26-461 | A | None |  |  |  | 80 | 63 | 2043 | 56272.5 | 1963 | 205
M-24-06-M-24-05 | AO9 | 435 | VCP | 18 | 11499 CREEK RD | Ojai | 1 | 0.01398 | 1963 | U-26-461 | L | None |  |  |  | 80 | 63 | 2043 | 119407.5 | 1963 | 435
M-25-01-M-25-02 | AO9 | 325 | VCP | 18 | 11333 CREEK RD | Ojai | 1 | 0.00502 | 1963 | U-26-462 | A | None |  |  |  | 80 | 63 | 2043 | 89212.5 | 1963 | 325
-80 | AO9 | 275 | VCP | 18 | 11333 CREEK RD | Ojai | 1 | 0.01411 | 1963 | U-26-462 | L | None |  |  |  | 80 | 63 | 2043 | 75487.5 | 1963 | 275
M-25-03-M-25-04 | AO9 | 350 | VCP | 18 | 11499 CREEK RD | Ojai | 1 | 0.02954 | 1963 | U-26-461 | L | None |  |  |  | 80 | 63 | 2043 | 96075 | 1963 | 350
M-25-04-M-25-05 | AO9 | 425 | VCP | 18 | 11499 CREEK RD | Ojai | 1 | 0.01327 | 1963 | U-26-461 | L | None |  |  |  | 80 | 63 | 2043 | 116662.5 | 1963 | 425
M-25-05-M-24-06 | AO9 | 350 | VCP | 18 | 11499 CREEK RD | Ojai | 1 | 0.01869 | 1963 | U-26-461 | L | None |  |  |  | 80 | 63 | 2043 | 96075 | 1963 | 350
N-25-01-N-25-02 | AO9 | 375 | VCP | 18 | CREEK RD | Ojai | 1 | 0.01405 | 1963 | U-26-462 | A | None |  |  |  | 80 | 63 | 2043 | 102937.5 | 1963 | 375
N-25-02-N-25-03 | AO9 | 350 | VCP | 18 | CREEK RD | Ojai | 1 | 0.01071 | 1963 | U-26-462 | A | None |  |  |  | 80 | 63 | 2043 | 96075 | 1963 | 350
N-25-03-M-25-01 | AO9 | 325 | VCP | 18 | CREEK RD | Ojai | 1 | 0.00498 | 1963 | U-26-462 | A | None |  |  |  | 80 | 63 | 2043 | 89212.5 | 1963 | 325
N-26-05-N-26-06 | AO9 | 333 | VCP | 18 | Creek Rd | Ojai | 2 | 0.005 | 1963 | U-26-463 | L | None | This is the First Line Segment in Area AO9 MH N-26-05 is the cut off |  |  | 80 | 63 | 2043 | 91408.5 | 1963 | 333
N-26-06-N-26-07 | AO9 | 365 | VCP | 18 | Creek Rd | Ojai | 1 | 0.005 | 1963 | U-26-463 | L | None |  |  |  | 80 | 63 | 2043 | 100192.5 | 1963 | 365
N-26-07-N-25-01 | AO9 | 475 | VCP | 18 | Creek Rd | Ojai | 2 | 0.02048 | 1963 | U-26-463 | L | None |  |  |  | 80 | 63 | 2043 | 130387.5 | 1963 | 475
M-24-03-M-24-07 | AO9 | 457 | VCP | 18 | 11411 CREEK RD | Ojai | 1 | 0.01118 | 1963 | U-26-460 | A | None |  |  |  | 80 | 63 | 2043 | 125446.5 | 1963 | 457
H-21-52-H-21-53 | CO5 | 66 | VCP | 21 | OJAI TRAIL | Oak View | 2 | 0.00742 | 1963 | U-26-126 | G | None |  |  |  | 80 | 63 | 2043 | 21136.5 | 1963 | 66
H-21-51-H-21-52 | CO5 | 118 | VCP | 21 | 378 PROSPECT ST | Oak View | 2 | 0.005 | 1963 | U-26-126 | G | None |  |  |  | 80 | 63 | 2043 | 37789.5 | 1963 | 118
H-21-48-H-21-51 | CO5 | 145 | VCP | 21 | 378 PROSPECT ST | Oak View | 2 | 0.00517 | 1963 | U-26-126 | G | None |  |  |  | 80 | 63 | 2043 | 46436.25 | 1963 | 145
H-21-40-H-21-48 | CO5 | 304 | VCP | 18 | 502 W OAKVIEW AVE | Oak View | 2 | 0.00595 | 1963 | U-26-126 | G | None |  |  |  | 80 | 63 | 2043 | 83448 | 1963 | 304
H-21-26-H-21-40 | CO5 | 360 | VCP | 18 | 274 PROSPECT ST | Oak View | 2 | 0.02608 | 1963 | U-26-126 | G | None |  |  |  | 80 | 63 | 2043 | 98820 | 1963 | 360
I-26-01-I-26-02 | BO3 | 125 | VCP | 15 | 370 W BALDWIN RD | Ojai | 2 | 0.10982 | 1964 | U-26-341 | E | None | 50' CONCRETE ENCASEMENT |  |  | 80 | 62 | 2044 | 28593.75 | 1964 | 125
I-27-03-I-27-04 | BO3 | 468 | VCP | 18 | 370 W BALDWIN RD | Ojai | 2 | 0.00402 | 1964 | U-26-341 | E | None |  |  |  | 80 | 62 | 2044 | 128466 | 1964 | 468
I-27-04-I-26-01 | BO3 | 498 | VCP | 15 | 370 W BALDWIN RD | Ojai | 2 | 0.01295 | 1964 | U-26-341 | E | None |  |  |  | 80 | 62 | 2044 | 113917.5 | 1964 | 498
I-11-01-I-11-02 | DO1 | 335 | VCP | 24 | 6363 N VENTURA AVE | Ventura | 1 | 0.00579 | 1964 | U-26-104 | A | None | MANHOLES LOCATED ON TREATMENT PLANT ACCESS ROAD |  |  | 80 | 62 | 2044 | 122610 | 1964 | 335
I-12-05-I-11-01 | DO1 | 400 | VCP | 24 | 6363 N VENTURA AVE | Ventura | 1 | 0.00575 | 1964 | U-26-104 | A | None | MANHOLES LOCATED ON TREATMENT PLANT ACCESS ROAD |  |  | 80 | 62 | 2044 | 146400 | 1964 | 400
I-12-02-I-12-03 | DO1 | 311 | VCP | 24 | 6363 N VENTURA AVE | Ventura | 1 | 0.00578 | 1964 | U-26-106 | E | None | UPSTREAM MANHOLE LOCATED NORTH OF TREATMENT PLANT ACCESS ROAD IN EASEMENT |  |  | 80 | 62 | 2044 | 113826 | 1964 | 311
I-12-01-I-12-02 | DO1 | 385 | VCP | 24 | 6363 N VENTURA AVE | Ventura | 1 | 0.00568 | 1964 | U-26-106 | E | None | MANHOLE IS LOCATED OFF OF TREATMENT PLANT ROAD NORTH OF TREATMENT PLANT |  |  | 80 | 62 | 2044 | 140910 | 1964 | 385
G-13-03-G-13-04 | DO1 | 350 | VCP | 24 | OJAI TRAIL | Ventura | 2 | 0.02466 | 1964 | U-26-108 | G | None | FROM MANHOLE G-13-03 YOU HAVE 144 FEET OF C.I.P. AND THE REST [206 FEET] IS VCP |  |  | 80 | 62 | 2044 | 128100 | 1964 | 350
H-12-02-I-12-01 | DO1 | 385 | VCP | 24 | 6363 N VENTURA AVE | Ventura | 2 | 0.00597 | 1964 | U-26-107 | G | None |  |  |  | 80 | 62 | 2044 | 140910 | 1964 | 385
H-12-01-H-12-02 | DO1 | 400 | VCP | 24 | OJAI TRAIL | Ventura | 2 | 0.00403 | 1964 | U-26-107 | G | None |  |  |  | 80 | 62 | 2044 | 146400 | 1964 | 400
H-13-03-H-12-01 | DO1 | 423 | VCP | 24 | OJAI TRAIL | Ventura | 2 | 0.00682 | 1964 | U-26-107 | G | None |  |  |  | 80 | 62 | 2044 | 154818 | 1964 | 423
H-13-02-H-13-03 | DO1 | 332 | VCP | 24 | OJAI TRAIL | Ventura | 2 | 0.00419 | 1964 | U-26-107 | G | None |  |  |  | 80 | 62 | 2044 | 121512 | 1964 | 332
H-13-01-H-13-02 | DO1 | 406 | VCP | 24 | OJAI TRAIL | Ventura | 2 | 0 | 1964 | U-26-108 | G | None |  |  |  | 80 | 62 | 2044 | 148596 | 1964 | 406
G-13-02-G-13-03 | DO1 | 440 | VCP | 24 | OJAI TRAIL | Ventura | 2 | 0.00437 | 1964 | U-26-108 | G | None |  |  |  | 80 | 62 | 2044 | 161040 | 1964 | 440
G-14-06-G-13-01 | DO1 | 508 | VCP | 24 | OJAI TRAIL | Ventura | 2 | 0.00426 | 1964 | U-26-109 | G | None | 100' 24" CIP STARTING 39' FROM G-14-06 |  |  | 80 | 62 | 2044 | 185928 | 1964 | 508
G-14-05-G-14-06 | DO1 | 118 | VCP | 24 | OJAI TRAIL | Ventura | 2 | 0.00462 | 1964 | U-26-109 | G | None | BOTH MANHOLES AT REAR OF PARK |  |  | 80 | 62 | 2044 | 43188 | 1964 | 118
G-14-04-G-14-05 | DO1 | 328 | VCP | 24 | OJAI TRAIL | Ventura | 2 | 0.00399 | 1964 | U-26-109 | G | None | BOTH MANHOLES ACCESSED FROM REAR OF PARK |  |  | 80 | 62 | 2044 | 120048 | 1964 | 328
G-14-03-G-14-04 | DO1 | 349 | VCP | 24 | OJAI TRAIL | Ventura | 2 | 0.00521 | 1964 | U-26-110 | G | None | BOTH MANHOLES ACCESSED AT REAR OF PARK |  |  | 80 | 62 | 2044 | 127734 | 1964 | 349
G-14-02-G-14-03 | DO1 | 400 | VCP | 24 | OJAI TRAIL | Ventura | 2 | 0.00425 | 1964 | U-26-110 | G | None | ACCESS TO BOTH MANHOLES FROM REAR OF PARK |  |  | 80 | 62 | 2044 | 146400 | 1964 | 400
G-14-01-G-14-02 | DO1 | 401 | VCP | 21 | OJAI TRAIL | Ventura | 2 | 0.00998 | 1964 | U-26-110 | G | None | MARC |  |  | 80 | 62 | 2044 | 128420.25 | 1964 | 401
G-15-13-G-14-01 | DO1 | 395 | VCP | 21 | OJAI TRAIL | Ventura | 1 | 0.01025 | 1964 | U-26-110 | G | None | MARC |  |  | 80 | 62 | 2044 | 126498.75 | 1964 | 395
G-15-12-G-15-13 | DO1 | 203 | VCP | 21 | OJAI TRAIL | Ventura | 2 | 0.019 | 1964 | U-26-111 | G | None | MARC,TOM |  |  | 80 | 62 | 2044 | 65010.75 | 1964 | 203
G-16-03-G-16-04 | DO1 | 393 | VCP | 21 | OJAI TRAIL | Ventura | 1 | 0.03717 | 1964 | U-26-114 | G | None | M.H. F-16-04 IS A DROP M.H. |  |  | 80 | 62 | 2044 | 125858.25 | 1964 | 393
G-16-02-G-16-03 | DO1 | 387 | VCP | 21 | OJAI TRAIL | Ventura | 1 | 0.01025 | 1964 | U-26-114 | G | None | 4 IN. LATERAL 214 FT. DONSTREAM FROM M.H. G-16-02 |  |  | 80 | 62 | 2044 | 123936.75 | 1964 | 387
G-16-01-G-16-02 | DO1 | 404 | VCP | 21 | OJAI TRAIL | Ventura | 1 | 0.0275 | 1964 | U-26-114,U-26-116 | G | None |  |  |  | 80 | 62 | 2044 | 129381 | 1964 | 404
G-17-02-G-16-01 | DO1 | 277 | VCP | 21 | OJAI TRAIL | Ventura | 2 | 0.00738 | 1964 | U-26-116 | G | None |  |  |  | 80 | 62 | 2044 | 88709.25 | 1964 | 277
H-17-08-G-17-02 | DO1 | 39 | VCP | 21 | OJAI TRAIL | Ventura | 2 | 0.01 | 1964 | U-26-116 | G | None | SULPHUR MOUNTAIN METER |  |  | 80 | 62 | 2044 | 12489.75 | 1964 | 39
H-17-07-H-17-08 | DO1 | 500 | VCP | 21 | 9097 N. Ventura Ave. #4 | Ventura | 2 | 0.007 | 1964 | U-26-116 | G | None | MARC,TOM |  |  | 80 | 62 | 2044 | 160125 | 1964 | 500
H-17-06-H-17-07 | DO1 | 36 | VCP | 21 | OJAI TRAIL | Ventura | 2 | 0.02028 | 1964 | U-26-116 | G | None | MARC,IOM |  |  | 80 | 62 | 2044 | 11529 | 1964 | 36
H-17-05-H-17-06 | DO1 | 425 | VCP | 21 | OJAI TRAIL | Ventura | 2 | 0.01673 | 1964 | U-26-116,U-26-117 | G | None | MARC,IOM |  |  | 80 | 62 | 2044 | 136106.25 | 1964 | 425
H-17-04-H-17-05 | DO1 | 80 | VCP | 21 | OJAI TRAIL | Ventura | 2 | 0.007 | 1964 | U-26-117 | G | None | MARC,TOM |  |  | 80 | 62 | 2044 | 25620 | 1964 | 80
L-24-05-L-24-06 | AO9 | 252 | VCP | 8 | 1575 KENEWA ST | Oak View | 2 | 0.00242 | 1965 | 40972 | A | None |  |  |  | 80 | 61 | 2045 | 30744 | 1965 | 252
L-24-06-L-24-07 | AO9 | 250 | VCP | 8 | 1681 KENEWA ST | Oak View | 2 | 0.00396 | 1965 | 40972 | A | None |  |  |  | 80 | 61 | 2045 | 30500 | 1965 | 250
L-24-03-L-24-04 | AO9 | 238 | VCP | 8 | 1682 TEWA CT | Oak View | 2 | 0.01017 | 1965 | 40973 | A | None |  |  |  | 80 | 61 | 2045 | 29036 | 1965 | 238
G-17-01-H-17-04 | DO1 | 420 | VCP | 21 | OJAI TRAIL | Ventura | 2 | 0.007 | 1964 | U-26-117 | A | None |  |  |  | 80 | 62 | 2044 | 134505 | 1964 | 420
G-20-01-G-20-02 | CO7 | 408 | VCP | 15 | OJAI TRAIL | Oak View | 2 | 0.02025 | 1964 | U-26-124 | A | None |  |  |  | 80 | 62 | 2044 | 93330 | 1964 | 408
L-24-01-M-24-01 | AO9 | 370 | VCP | 6 | 11311 Kiowa Ct | Oak View | 2 | 0.00478 | 1986 | U-26-253 | A | None | LATERAL COMING INTO UPSTREAM MH |  |  | 80 | 40 | 2066 | 148000 | 1986 | 370
G-20-02-G-20-03 | CO7 | 402.31 | VCP | 15 | OJAI TRAIL | Oak View | 2 | 0 | 1964 | U-26-124 | A | None |  |  |  | 80 | 62 | 2044 | 92028.4125 | 1964 | 402.31
G-20-03-G-20-04 | CO7 | 392.23 | VCP | 15 | OJAI TRAIL | Oak View | 2 | 0.02025 | 1964 | U-26-122 | A | None |  |  |  | 80 | 62 | 2044 | 89722.6125 | 1964 | 392.23
G-20-04-G-20-05 | CO7 | 263.88 | VCP | 15 | OJAI TRAIL | Oak View | 2 | 0 | 1964 | U-26-122 | A | None |  |  |  | 80 | 62 | 2044 | 60362.55 | 1964 | 263.88
G-20-05-G-19-01 | CO7 | 130.94 | VCP | 15 | OJAI TRAIL | Oak View | 2 | 0 | 1964 | U-26-122,U-26-124 | A | None |  |  |  | 80 | 62 | 2044 | 29952.525 | 1964 | 130.94
H-20-01-G-20-01 | CO7 | 298.01 | VCP | 15 | OJAI TRAIL | Oak View | 2 | 0.02033 | 1964 | U-26-124 | A | None |  |  |  | 80 | 62 | 2044 | 68169.7875 | 1964 | 298.01
H-21-53-H-21-54 | CO7 | 43 | VCP | 15 | OJAI TRAIL | Oak View | 2 | 0.01628 | 1964 | U-26-125 | A | None |  |  |  | 80 | 62 | 2044 | 9836.25 | 1964 | 43
H-21-54-H-21-58 | CO7 | 413.09 | VCP | 15 | OJAI TRAIL | Oak View | 2 | 0.02105 | 1964 | U-26-125 | A | None |  |  |  | 80 | 62 | 2044 | 94494.3375 | 1964 | 413.09
H-21-58-H-20-01 | CO7 | 387.74 | VCP | 15 | OJAI TRAIL | Oak View | 2 | 0.02025 | 1964 | U-26-125 | A | None |  |  |  | 80 | 62 | 2044 | 88695.525 | 1964 | 387.74
J-27-11-J-27-02 | BO3 | 184 | VCP | 15 | 1472 RICE RD | Ojai | 2 | 0.01 | 1965 | U-26-414 | E | None | EASEMENT |  |  | 80 | 61 | 2045 | 42090 | 1965 | 184
J-27-12-J-27-11 | BO3 | 101 | VCP | 15 | 1470 RICE RD | Ojai | 2 | 0.00545 | 1965 | U-26-414 | E | None | EASEMENT |  |  | 80 | 61 | 2045 | 23103.75 | 1965 | 101
J-27-02-J-27-03 | BO3 | 372 | VCP | 15 | 1472 RICE RD | Ojai | 2 | 0.00543 | 1965 | U-26-369 | A | None |  |  |  | 80 | 61 | 2045 | 85095 | 1965 | 372
J-27-03-J-27-04 | BO3 | 196 | VCP | 15 | 1537 RICE RD | Ojai | 2 | 0.00526 | 1965 | U-26-369 | A | None |  |  |  | 80 | 61 | 2045 | 44835 | 1965 | 196
J-27-18-J-27-16 | BO3 | 199 | VCP | 15 | 1454 CALLE DE LA LUNA AVE | Ojai | 2 | 0.00673 | 1965 | U-26-414 | E | None | ``B''LINE CLEANED FROM MH J27-16 |  |  | 80 | 61 | 2045 | 45521.25 | 1965 | 199
J-27-19-J-27-20 | BO3 | 343 | VCP | 15 | 1385 CRUZERO ST | Ojai | 2 | 0 | 1965 | U-26-385 | A | None |  |  |  | 80 | 61 | 2045 | 78461.25 | 1965 | 343
J-27-20-J-27-18 | BO3 | 311 | VCP | 15 | 1427 CRUZERO ST | Ojai | 2 | 0.00678 | 1965 | U-26-414 | E | None | ``B''LINE CLEANED FROM MH J-27-16 |  |  | 80 | 61 | 2045 | 71141.25 | 1965 | 311
J-27-13-J-27-12 | BO3 | 289 | VCP | 15 | 1473 S LA LUNA AVE | Ojai | 2 | 0.00554 | 1965 | U-26-414 | E | None | EASEMENT |  |  | 80 | 61 | 2045 | 66108.75 | 1965 | 289
J-27-16-J-27-13 | BO3 | 225 | VCP | 15 | 1441 S LA LUNA AVE | Ojai | 2 | 0.02289 | 1965 | U-26-414 | E | None | ``A''LINE |  |  | 80 | 61 | 2045 | 51468.75 | 1965 | 225
J-27-04-I-27-01 | BO3 | 400 | VCP | 18 | 227 BALDWIN RD | Ojai | 2 | 0.01913 | 1965 | U-26-342 | A | None |  |  |  | 80 | 61 | 2045 | 109800 | 1965 | 400
I-27-01-I-27-02 | BO3 | 327 | VCP | 18 | HWY 150 | Ojai | 2 | 0.01908 | 1965 | U-26-342 | E | None |  |  |  | 80 | 61 | 2045 | 89761.5 | 1965 | 327
I-27-02-I-27-03 | BO3 | 130 | VCP | 18 | 370 W BALDWIN RD | Ojai | 2 | 0.00115 | 1965 | U-26-342 | A | None | 85' CONC. ENCASEMENT |  |  | 80 | 61 | 2045 | 35685 | 1965 | 130
K-27-01-J-27-19 | BO3 | 343 | VCP | 15 | 1317 CRUZERO ST | Ojai | 2 | 0.00449 | 1965 | U-26-385 | A | None |  |  |  | 80 | 61 | 2045 | 78461.25 | 1965 | 343
K-28-15-K-28-18 | BO3 | 113 | VCP | 15 | 1158 TICO RD | Ojai | 2 | 0.00912 | 1965 | U-26-387 | A | None |  |  |  | 80 | 61 | 2045 | 25848.75 | 1965 | 113
K-28-18-K-28-21 | BO3 | 300 | VCP | 15 | 1170 TICO RD | Ojai | 2 | 0.0035 | 1965 | U-26-387 | A | None |  |  |  | 80 | 61 | 2045 | 68625 | 1965 | 300
Q-30-34-Q-30-38 | A10 | 68.5 | VCP | 10 | 111 TOPA TOPA RD | Ojai | 1 | 0.00114 | 1994 | U-26-604 | A | None |  |  |  | 80 | 32 | 2074 | 10446.25 | 1994 | 68.5
Q-30-38-Q-30-39 | A10 | 160 | VCP | 10 | 111 TOPA TOPA RD | Ojai | 2 | 0.00806 | 1994 | U-26-604 | A | None |  |  |  | 80 | 32 | 2074 | 24400 | 1994 | 160
P-30-38-P-30-37 | A10 | 212.49 | VCP | 8 | 727 W OJAI AVE | Ojai | 3 | 0.00396 | 1926 | U-26-514 | A | None |  |  |  | 80 | 100 | 2006 | 25923.78 | 1926 | 212.49
P-30-37-P-30-36 | A10 | 300 | VCP | 8 | 621 W OJAI AVE | Ojai | 3 | 0.004 | 1926 | U-26-514 | A | None |  |  |  | 80 | 100 | 2006 | 36600 | 1926 | 300
P-30-36-P-30-34 | A10 | 187 | VCP | 8 | 605 W OJAI AVE | Ojai | 3 | 0.02559 | 1926 | U-26-487 | A | None |  |  |  | 80 | 100 | 2006 | 22814 | 1926 | 187
P-30-34-P-30-33 | A10 | 110 | VCP | 8 | 603 W OJAI AVE | Ojai | 3 | 0.02514 | 1926 | U-26-487 | A | None |  |  |  | 80 | 100 | 2006 | 13420 | 1926 | 110
P-30-33-P-30-32 | A10 | 350 | VCP | 8 | 530 W OJAI AVE | Ojai | 3 | 0.00346 | 1926 | U-26-486 | A | None |  |  |  | 80 | 100 | 2006 | 42700 | 1926 | 350
P-30-32-P-30-31 | A10 | 350 | VCP | 8 | 407 W OJAI AVE | Ojai | 3 | 0.005 | 1926 | U-26-486 | A | None |  |  |  | 80 | 100 | 2006 | 42700 | 1926 | 350
P-30-31-P-30-39 | A10 | 235 | VCP | 8 | 307 W OJAI AVE | Ojai | 3 | 0.02202 | 1962 | U-26-317 | A | None | THERE IS A MH OVERLAYED BETWEEN P-30-31 AND P-30-25 UNKNOWN TO PLANS |  |  | 80 | 64 | 2042 | 28670 | 1962 | 235
P-30-39-P-30-25 | A10 | 80 | VCP | 10 | 307 W OJAI AVE | Ojai | 3 | 0.02202 | 1962 | U-26-486 | A | None | THERE IS A MH OVERLAYED BETWEEN P-30-31 AND P-30-25 UNKNOWN TO PLANS |  |  | 80 | 64 | 2042 | 12200 | 1962 | 80
P-30-23-P-30-22 | A10 | 325 | VCP | 10 | 236 W OJAI AVE | Ojai | 2 | 0.00834 | 1994 | U-26-601 | A | None |  |  |  | 80 | 32 | 2074 | 49562.5 | 1994 | 325
P-30-16-P-30-23 | A10 | 348 | VCP | 8 | 203 Canada St | Ojai | 3 | 0.01494 | 1962 | U-26-312 | A | CIPP |  |  |  | 80 | 64 | 2065 | 42456 | 1962 | 348
P-30-13-P-30-16 | A10 | 255 | VCP | 8 | 210 Canada St | Ojai | 3 | 0.01961 | 1962 | U-26-312 | A | CIPP |  |  |  | 80 | 64 | 2065 | 31110 | 1962 | 255
P-30-17-P-30-24 | A10 | 355 | VCP | 8 | 111 CANADA ST | Ojai | 2 | 2.12924 | 1962 | U-26-317 | A | None | THIS LINE SEGMENT IS ON THE WEST SIDE OF CANADA ST. |  |  | 80 | 64 | 2042 | 43310 | 1962 | 355
P-30-10-P-30-17 | A10 | 346 | VCP | 8 | 209 Canada St | Ojai |  |  | 1963 | U-26-312 | NA | CIPP |  |  |  | 80 | 63 | 2065 | 42212 | 1963 | 346
P-31-01-P-31-02 | A10 | 404 | VCP | 8 | 815 Libby Ave | Ojai | 2 | 0.06082 | 1963 | U-26-89 | A | CIPP |  |  |  | 80 | 63 | 2065 | 49288 | 1963 | 404
P-31-02-P-31-03 | A10 | 172 | VCP | 8 | 611 Libby Ave | Ojai | 2 | 0.10424 | 1963 | U-26-88 | A | CIPP |  |  |  | 80 | 63 | 2065 | 20984 | 1963 | 172
P-31-08-P-31-10 | A10 | 320 | VCP | 8 | 711 Canada St | Ojai | 2 | 0.04406 | 1975 | U-26-312 | A | CIPP |  |  |  | 80 | 51 | 2065 | 39040 | 1975 | 320
P-31-10-P-31-12 | A10 | 398 | VCP | 8 | 701 Canada St | Ojai | 3 | 0.03802 | 1962 | U-26-312 | A | CIPP |  |  |  | 80 | 64 | 2065 | 48556 | 1962 | 398
P-31-29-P-31-14 | A10 | 195 | VCP | 6 | 309 W EUCALYPTUS ST | Ojai | 3 | 0 | 1966 | U-26-312 | A | None |  |  |  | 80 | 60 | 2046 | 78000 | 1966 | 195
P-31-12-P-31-14 | A10 | 354 | VCP | 8 | 511 Canada St | Ojai | 3 | 0.03763 | 1962 | U-26-312 | A | CIPP |  |  |  | 80 | 64 | 2065 | 43188 | 1962 | 354
P-31-40-P-31-16 | A10 | 156 | VCP | 6 | 306 W OAK ST | Ojai | 2 | 0 | 1966 | U-26-312 | A | None |  |  |  | 80 | 60 | 2046 | 62400 | 1966 | 156
P-31-14-P-31-16 | A10 | 354 | VCP | 8 | 401 Canada St | Ojai | 3 | 0.01774 | 1962 | U-26-312 | A | CIPP |  |  |  | 80 | 64 | 2065 | 43188 | 1962 | 354
P-31-16-P-30-04 | A10 | 338 | VCP | 8 | 311 Canada St | Ojai | 3 | 0.0221 | 1966 | U-26-312 | A | CIPP |  |  |  | 80 | 60 | 2065 | 41236 | 1966 | 338
P-31-32-P-31-31 | A10 | 110 | VCP | 8 | 505 Foothill Rd | Ojai | 3 | 0.03882 | 1978 | U-26-96 | A | None |  |  |  | 80 | 48 | 2058 | 13420 | 1978 | 110
P-32-15-P-32-02 | A10 | 30 | VCP | 8 | 810 Del Oro Dr | Ojai | 2 | 0.01133 | 1963 | U-26-92 | A | CIPP |  |  |  | 80 | 63 | 2065 | 3660 | 1963 | 30
P-32-02-P-32-03 | A10 | 408.4 | VCP | 8 | 810 Del Oro Dr | Ojai | 3 | 0.03868 | 1963 | U-26-92 | A | CIPP |  |  |  | 80 | 63 | 2065 | 49824.8 | 1963 | 408.4
P-32-03-P-32-04 | A10 | 401.93 | VCP | 8 | 802 Del Oro Dr | Ojai | 3 | 0.04938 | 1963 | U-26-93 | A | CIPP |  |  |  | 80 | 63 | 2065 | 49035.46 | 1963 | 401.93
P-32-13-P-32-04 | A10 | 395.84 | VCP | 8 | 600 Vista Hermosa Dr | Ojai | 3 | 0.02629 | 1963 | U-26-94 | A | CIPP |  |  |  | 80 | 63 | 2065 | 48292.48 | 1963 | 395.84
P-32-04-P-32-05 | A10 | 380.71 | VCP | 8 | 619 Del Oro Dr | Ojai | 3 | 0.12538 | 1963 | U-26-93 | A | CIPP |  |  |  | 80 | 63 | 2065 | 46446.62 | 1963 | 380.71
P-32-11-P-32-10 | A10 | 363.9 | VCP | 8 | 565 Del Oro Dr | Ojai | 3 | 0.06019 | 1963 | U-26-91 | A | CIPP |  |  |  | 80 | 63 | 2065 | 44395.8 | 1963 | 363.9
P-32-14-P-32-12 | A10 | 138 | VCP | 6 | 895 VISTA HERMOSA DR | Ojai | 2 | 0.07475 | 1988 | U-26-477 | A | None | P-32-14 IS A CLEANOUT |  |  | 80 | 38 | 2068 | 55200 | 1988 | 138
P-32-12-P-32-11 | A10 | 200 | VCP | 8 | 915 Del Oro Dr | Ojai | 3 | 0.08185 | 1963 | U-26-91 | A | CIPP |  |  |  | 80 | 63 | 2065 | 24400 | 1963 | 200
P-32-10-P-32-09 | A10 | 280.71 | VCP | 8 | 545 Del Oro Dr | Ojai | 3 | 0.06459 | 1963 | U-26-90 | A | CIPP |  |  |  | 80 | 63 | 2065 | 34246.62 | 1963 | 280.71
P-32-09-P-32-08 | A10 | 223.16 | VCP | 8 | 535 Del Oro Dr | Ojai | 3 | 0.07108 | 1963 | U-26-90 | A | CIPP |  |  |  | 80 | 63 | 2065 | 27225.52 | 1963 | 223.16
P-32-05-P-32-06 | A10 | 137.98 | VCP | 8 | 601 Del Oro Dr | Ojai | 2 | 0.04254 | 1963 | U-26-93 | A | CIPP |  |  |  | 80 | 63 | 2065 | 16833.56 | 1963 | 137.98
P-32-08-P-32-06 | A10 | 400 | VCP | 8 | 515 Del Oro Dr | Ojai | 3 | 0.03485 | 1963 | U-26-90 | A | CIPP |  |  |  | 80 | 63 | 2065 | 48800 | 1963 | 400
P-32-06-P-32-07 | A10 | 263.85 | VCP | 8 | 502 Del Oro Dr | Ojai | 2 | 0.09155 | 1963 | U-26-89 | A | CIPP |  |  |  | 80 | 63 | 2065 | 32189.7 | 1963 | 263.85
P-32-07-P-31-01 | A10 | 402.18 | VCP | 8 | 820 Libby Ave | Ojai | 2 | 0.05803 | 1963 | U-26-89 | A | CIPP |  |  |  | 80 | 63 | 2065 | 49065.96 | 1963 | 402.18
O-29-03-O-29-04 | A10 | 402 | VCP | 8 | 987 W OJAI AVE | Ojai | 3 | 0.01958 | 1926 | U-26-316 | A | None | LINES ENTERING INTO MH O-29-03 ARE STUBS ONE FROM THE SOUTH AND ONE FROM THE WEST |  |  | 80 | 100 | 2006 | 49044 | 1926 | 402
O-29-04-O-29-05 | A10 | 367 | VCP | 8 | 987 W OJAI AVE | Ojai | 3 | 0.01199 | 1930 | U-26-514 | A | None |  |  |  | 80 | 96 | 2010 | 44774 | 1930 | 367
O-29-05-P-30-38 | A10 | 252 | VCP | 8 | 987 W OJAI AVE | Ojai | 3 | 0.00435 | 1930 | U-26-316 | A | None |  |  |  | 80 | 96 | 2010 | 30744 | 1930 | 252
O-31-02-O-31-03 | A10 | 185 | VCP | 8 | 601 Foothill Rd | Ojai | 3 | 0.61481 | 1978 | U-26-96 | A | CIPP |  |  |  | 80 | 48 | 2065 | 22570 | 1978 | 185
O-31-03-P-31-32 | A10 | 390 | VCP | 8 | 515 Foothill Rd | Ojai | 3 | 0.06787 | 1978 | U-26-96 | A | CIPP |  |  |  | 80 | 48 | 2065 | 47580 | 1978 | 390
P-32-01-P-32-17 | A10 | 140 | VCP | 8 | 909 Del Oro Dr | Ojai | 3 | 0.00922 | 1963 | U-26-92 | A | CIPP |  |  |  | 80 | 63 | 2065 | 17080 | 1963 | 140
P-32-17-P-32-15 | A10 | 222 | VCP | 8 | 901 Del Oro Dr | Ojai | 3 | 0 | 1963 | U-26-92 | F | CIPP |  |  |  | 80 | 63 | 2065 | 27084 | 1963 | 222
Q-30-34-Q-30-37 | A10 | 120 | VCP | 8 | 110 W Topa Topa St | Ojai |  |  | 1963 | U-26-604 |  | None |  |  |  | 80 | 63 | 2043 | 14640 | 1963 | 120
P-30-11-P-30-CON | A10 | 115 | VCP | 8 |  | Ojai |  |  | 1963 | U-26-312 |  | None |  |  |  | 80 | 63 | 2043 | 14030 | 1963 | 115
N-29-06-N-29-07 | BO1 | 346 | VCP | 8 | 202 Pirie Rd | Ojai | 2 | 0 | 1959 | U-26-315 | A | None | NO PROFILE LINES GOING INTO MH N-29-06 ARE PRIVATE. LINE GOING UNDER STORM DRAIN |  |  | 80 | 67 | 2039 | 42212 | 1959 | 346
N-29-07-N-29-03 | BO1 | 240 | VCP | 8 | 1401 MARICOPA HWY | Ojai | 2 | 0 | 1959 | U-26-275,U-26-315 | A | None | NO PROFILE |  |  | 80 | 67 | 2039 | 29280 | 1959 | 240
N-29-03-N-29-01 | BO1 | 273 | VCP | 8 | 1401 MARICOPA HW | Ojai | 2 | 0.01563 | 1959 | U-26-275 | A | None |  |  |  | 80 | 67 | 2039 | 33306 | 1959 | 273
N-30-02-N-30-03 | BO1 | 387 | VCP | 8 | 475 Montana Cir | Ojai | 3 | 0.03667 | 1966 | U-26-220 | A | CIPP | Line Entering MH N-30-02 is a Lateral |  |  | 80 | 60 | 2065 | 47214 | 1966 | 387
N-30-01-N-31-02 | BO1 | 310 | VCP | 8 | 459 Montana Cir | Ojai | 3 | 0.01921 | 1963 | U-26-220 | A | CIPP | Line Entering MH N-30-01 is a Lateral |  |  | 80 | 63 | 2065 | 37820 | 1963 | 310
N-31-02-N-31-01 | BO1 | 352 | VCP | 8 | 442 Montana Cir | Ojai | 3 | 0.04051 | 1966 | U-26-220 | A | CIPP |  |  |  | 80 | 60 | 2065 | 42944 | 1966 | 352
M-29-13-M-29-12 | BO1 | 205 | VCP | 8 | 1502 LA PAZ DR | Ojai | 2 | 0 | 1969 | U-26-319,U-26-730 | A | None | NO PROFILE |  |  | 80 | 57 | 2049 | 25010 | 1969 | 205
M-29-19-M-29-17 | BO1 | 144 | VCP | 8 | 111 TAORMINA LN | Ojai |  | 0 | 1969 | U-26-731 | A | None |  |  |  | 80 | 57 | 2049 | 17568 | 1969 | 144
M-29-17-M-29-16 | BO1 | 224 | VCP | 8 | 105 TAORMINA LN | Ojai |  | 0 | 1969 | U-26-319,U-26-731 | A | None |  |  |  | 80 | 57 | 2049 | 27328 | 1969 | 224
M-29-16-M-29-12 | BO1 | 129 | VCP | 8 | 102 TAORMINA LN | Ojai |  | 0 | 1969 | U-26-319,U-26-731 | A | None |  |  |  | 80 | 57 | 2049 | 15738 | 1969 | 129
M-29-34-M-29-18 | BO1 | 84 | VCP | 8 | 13 TAORMINA LN | Ojai | 4 | 0 | 1969 | U-26-319,U-26-731 | A | None |  |  |  | 80 | 57 | 2049 | 10248 | 1969 | 84
M-29-12-M-29-11 | BO1 | 188 | VCP | 8 | 98 TAORMINA LN | Ojai | 3 | 0 | 1969 | U-26-319,U-26-730 | A | None | SECOND LINE ENTERING MH M-29-12 IS A PRIVATE LINE |  |  | 80 | 57 | 2049 | 22936 | 1969 | 188
M-29-11-M-29-10 | BO1 | 35 | VCP | 8 | 77 TAORMINA LN | Ojai | 2 | 0 | 1969 | U-26-319,U-26-730 | F | None | NO PROFILE |  |  | 80 | 57 | 2049 | 4270 | 1969 | 35
M-29-31-M-29-30 | BO1 | 217 | VCP | 8 | 15 TAORMINA LN | Ojai |  | 0 | 1969 | U-26-77 | A | None |  |  |  | 80 | 57 | 2049 | 26474 | 1969 | 217
M-29-30-M-29-29 | BO1 | 279 | VCP | 8 | 19 TAORMINA LN | Ojai |  | 0 | 1969 | U-26-77 | A | None |  |  |  | 80 | 57 | 2049 | 34038 | 1969 | 279
M-29-27-M-29-26 | BO1 | 206 | VCP | 8 | 33 TAORMINA LN | Ojai |  | 0 | 1969 | U-26-78 | A | None |  |  |  | 80 | 57 | 2049 | 25132 | 1969 | 206
M-29-29-M-29-28 | BO1 | 91 | VCP | 8 | 27 TAORMINA LN | Ojai |  | 0 | 1969 | U-26-78 | A | None |  |  |  | 80 | 57 | 2049 | 11102 | 1969 | 91
M-29-28-M-29-27 | BO1 | 110 | VCP | 8 | 27 TAORMINA LN | Ojai |  | 0 | 1969 | U-26-78 | A | None |  |  |  | 80 | 57 | 2049 | 13420 | 1969 | 110
M-29-26-M-29-25 | BO1 | 98 | VCP | 8 | 39 TAORMINA LN | Ojai |  | 0 | 1969 | U-26-78 | A | None |  |  |  | 80 | 57 | 2049 | 11956 | 1969 | 98
M-29-24-M-29-25 | BO1 | 100 | VCP | 8 | 49 TAORMINA LN | Ojai |  | 0 | 1977 | U-26-76 | A | None |  |  |  | 80 | 49 | 2057 | 12200 | 1977 | 100
M-29-25-M-29-07 | BO1 | 138 | VCP | 8 | 45 TAORMINA LN | Ojai |  | 0 | 1969 | U-26-78 | A | None |  |  |  | 80 | 57 | 2049 | 16836 | 1969 | 138
M-29-07-M-29-06 | BO1 | 135 | VCP | 8 | TAORMINA LN | Ojai | 2 | 0 | 1969 | U-26-319,U-26-730 | G | None | EASEMENT |  |  | 80 | 57 | 2049 | 16470 | 1969 | 135
M-29-08-M-29-07 | BO1 | 317 | VCP | 8 | TAORMINA LN | Ojai | 2 | 0 | 1969 | U-26-319,U-26-730 | G | None | EASEMENT |  |  | 80 | 57 | 2049 | 38674 | 1969 | 317
M-29-10-M-29-09 | BO1 | 63 | VCP | 8 | TAORMINA LN | Ojai | 2 | 0 | 1969 | U-26-319,U-26-730 | G | None | EASEMENT AND NO PROFILE |  |  | 80 | 57 | 2049 | 7686 | 1969 | 63
M-29-09-M-29-08 | BO1 | 368 | VCP | 8 | 53 Taormina Ln | Ojai | 2 | 0 | 1969 | U-26-730,U-26-319 | G | None | EASEMENT AND NO PROFILE |  |  | 80 | 57 | 2049 | 44896 | 1969 | 368
N-29-01-M-29-01 | BO1 | 273 | VCP | 8 | 1401 MARICOPA HW | Ojai | 2 | 0.00616 | 1965 | U-26-275 | A | None |  |  |  | 80 | 61 | 2045 | 33306 | 1965 | 273
N-30-03-M-30-04 | BO1 | 313 | VCP | 8 | 478 Montana Cir | Ojai | 3 | 0.03748 | 1966 | U-26-220 | A | CIPP |  |  |  | 80 | 60 | 2065 | 38186 | 1966 | 313
M-30-04-M-30-02 | BO1 | 363 | VCP | 8 | 391 Montana Cir | Ojai | 3 | 0.01185 | 1966 | U-26-220 | E | CIPP |  |  |  | 80 | 60 | 2065 | 44286 | 1966 | 363
M-30-02-M-30-05 | BO1 | 331 | VCP | 6 | 391 RANCHO DR | Ojai | 3 | 0.03544 | 1965 | U-26-413 | A | None |  |  |  | 80 | 61 | 2045 | 132400 | 1965 | 331
M-30-01-M-30-02 | BO1 | 71 | VCP | 6 | 403 RANCHO DR | Ojai | 3 | 0.03366 | 1965 | U-26-413 | A | None |  |  |  | 80 | 61 | 2045 | 28400 | 1965 | 71
M-30-03-M-30-06 | BO1 | 319 | VCP | 6 | 1725 MARICOPA HW | Ojai | 4 | 0.01611 | 1965 | U-26-413 | L | None |  |  |  | 80 | 61 | 2045 | 127600 | 1965 | 319
M-30-07-M-30-08 | BO1 | 394 | VCP | 6 | 190 E EL ROBLAR DR | Ojai | 3 | 0.00351 | 1965 | U-26-410 | A | None |  |  |  | 80 | 61 | 2045 | 157600 | 1965 | 394
M-30-08-M-30-09 | BO1 | 362 | VCP | 6 | 290 E EL ROBLAR DR | Ojai | 3 | 0.00603 | 1965 | U-26-410 | A | None | LINE ENTERING MH M-30-08 FROM THE NORTH IS A LATERAL |  |  | 80 | 61 | 2045 | 144800 | 1965 | 362
M-30-06-M-30-10 | BO1 | 356 | VCP | 6 | 1725 MARICOPA HW | Ojai | 4 | 0.00629 | 1965 | U-26-413 | L | None |  |  |  | 80 | 61 | 2045 | 142400 | 1965 | 356
M-30-10-M-30-12 | BO1 | 56 | VCP | 6 | 1725 Maricopa Hwy | Ojai | 3 | 0.00604 | 1965 | U-26-413 | A | None |  |  |  | 80 | 61 | 2045 | 22400 | 1965 | 56
M-30-12-M-30-09 | BO1 | 186 | VCP | 6 | 1725 E EL ROBLAR DR | Ojai | 3 | 0.00979 | 1965 | U-26-410 | A | None | LINE ENTERING MH M-30-12 FROM THE EAST IS STUB |  |  | 80 | 61 | 2045 | 74400 | 1965 | 186
M-30-05-M-30-11 | BO1 | 415 | VCP | 6 | 369 RANCHO DR | Ojai | 4 | 0.0172 | 1965 | U-26-413 | A | None |  |  |  | 80 | 61 | 2045 | 166000 | 1965 | 415
M-30-11-M-30-10 | BO1 | 61 | VCP | 6 | 1545 Rancho Rd | Ojai | 3 | 0.0059 | 1965 | U-26-413 | A | None |  |  |  | 80 | 61 | 2045 | 24400 | 1965 | 61
M-30-15-M-30-13 | BO1 | 314 | VCP | 8 | 1545 CUYAMA RD | Ojai | 2 | 0.00545 | 1965 | U-26-276 | A | None |  |  |  | 80 | 61 | 2045 | 38308 | 1965 | 314
M-30-13-M-30-20 | BO1 | 317 | VCP | 8 | 1545 CUYAMA RD | Ojai | 2 | 0.01833 | 1965 | U-26-276 | A | None |  |  |  | 80 | 61 | 2045 | 38674 | 1965 | 317
M-30-20-M-30-25 | BO1 | 300 | VCP | 8 | 1301 MARICOPA HW | Ojai | 3 | 0.01 | 1965 | U-26-276 | A | None |  |  |  | 80 | 61 | 2045 | 36600 | 1965 | 300
M-30-09-M-30-21 | BO1 | 395 | VCP | 8 | 319 E EL ROBLAR DR | Ojai | 2 | 0.004 | 1965 | U-26-420 | G | None |  |  |  | 80 | 61 | 2045 | 48190 | 1965 | 395
M-30-21-M-30-18 | BO1 | 254 | VCP | 8 | 158 ST THOMAS RD | Ojai | 2 | 0.00402 | 1965 | U-26-420 | G | None |  |  |  | 80 | 61 | 2045 | 30988 | 1965 | 254
M-30-18-M-30-16 | BO1 | 209 | VCP | 8 | 145 ST THOMAS RD | Ojai | 2 | 0.00397 | 1965 | U-26-420 | G | None |  |  |  | 80 | 61 | 2045 | 25498 | 1965 | 209
M-30-16-M-30-22 | BO1 | 153 | VCP | 8 | 210 STOCKBRIDGE LN | Ojai | 2 | 0.00765 | 1965 | U-26-420 | A | None | LINE ENTERING MH M-30-16 FROM THE NORTH IS A STUB |  |  | 80 | 61 | 2045 | 18666 | 1965 | 153
M-30-22-M-30-19 | BO1 | 107 | VCP | 8 | 138 STOCKBRIDGE LN | Ojai | 2 | 0.00402 | 1987 | U-26-258 | A | None |  |  |  | 80 | 39 | 2067 | 13054 | 1987 | 107
M-30-19-M-30-24 | BO1 | 238 | VCP | 8 | 138 CHRISTOPHER LN | Ojai | 2 | 0.00399 | 1980 | 55317 | A | None | SEE AS-BUILT DRAWINGS 55318 AND 58509 |  |  | 80 | 46 | 2060 | 29036 | 1980 | 238
M-30-30-M-30-27 | BO1 | 227 | VCP | 8 | 253 EL CAMINO DR | Ojai | 3 | 0 | 1965 | U-26-393 | A | None | LINE ENTERING MH M-30-30 FROM THE NORTH AND SOUTH ARE STUBS |  |  | 80 | 61 | 2045 | 27694 | 1965 | 227
M-30-35-M-30-31 | BO1 | 142 | VCP | 8 | 1301 Maricopa Hwy | Ojai | 2 | 0.00394 | 1965 | U-26-274 | E | CIPP |  |  |  | 80 | 61 | 2065 | 17324 | 1965 | 142
M-30-26-M-30-27 | BO1 | 162 | VCP | 8 | 130 CHRISTOPHER LN | Ojai | 2 | 0.00401 | 1965 | U-26-420 | H | None | THIS LINE SEGMENT RUNS UNDER A CARPORT |  |  | 80 | 61 | 2045 | 19764 | 1965 | 162
M-29-02-M-30-35 | BO1 | 362 | VCP | 8 | 1301 Maricopa Hwy | Ojai | 2 | 0.00394 | 1965 | U-26-274 | G | CIPP | EASEMENT |  |  | 80 | 61 | 2065 | 44164 | 1965 | 362
M-30-32-M-29-02 | BO1 | 142 | VCP | 8 | 1301 MARICOPA HW | Ojai | 2 | 0.00394 | 1965 | U-26-274 | G | None |  |  |  | 80 | 61 | 2045 | 17324 | 1965 | 142
M-30-33-M-30-32 | BO1 | 58 | VCP | 8 | 1301 Maricopa Hwy | Ojai | 2 | 0.004 | 1965 | U-26-274 | G | CIPP |  |  |  | 80 | 61 | 2065 | 7076 | 1965 | 58
M-30-34-M-30-33 | BO1 | 289 | VCP | 8 | 1301 MARICOPA HW | Ojai | 2 | 0.00107 | 1965 | U-26-274 | A | CIPP |  |  |  | 80 | 61 | 2065 | 35258 | 1965 | 289
M-30-29-M-30-34 | BO1 | 388 | VCP | 8 | 1301 MARICOPA HW | Ojai | 2 | 0.00101 | 1965 | U-26-274 | G | CIPP |  |  |  | 80 | 61 | 2065 | 47336 | 1965 | 388
M-30-25-M-30-28 | BO1 | 300 | VCP | 8 | 1301 MARICOPA HW | Ojai | 3 | 0.00502 | 1965 | U-26-276 | A | None |  |  |  | 80 | 61 | 2045 | 36600 | 1965 | 300
M-30-28-M-30-29 | BO1 | 43 | VCP | 8 | 1301 MARICOPA HW | Ojai | 3 | 0.0464 | 1965 | U-26-274 | A | None | EASEMENT |  |  | 80 | 61 | 2045 | 5246 | 1965 | 43
M-30-36-M-30-28 | BO1 | 321 | VCP | 8 | 1401 MARICOPA HW | Ojai | 3 | 0.00502 | 1965 | U-26-275 | A | None | EASEMENT |  |  | 80 | 61 | 2045 | 39162 | 1965 | 321
M-29-01-M-30-36 | BO1 | 324 | VCP | 8 | 1401 MARICOPA HW | Ojai | 2 | 0.01454 | 1965 | U-26-275 | A | None |  |  |  | 80 | 61 | 2045 | 39528 | 1965 | 324
M-30-24-M-30-26 | BO1 | 177 | VCP | 8 | 126 CHRISTOPHER LN | Ojai | 2 | 0.0039 | 1980 | 55317 | H | None | THIS LINE SEGMENT RUNS UNDER CORNER OF HOUSE |  |  | 80 | 46 | 2060 | 21594 | 1980 | 177
M-31-09-M-31-10 | BO1 | 97 | VCP | 6 | 1850 MARICOPA HW | Ojai | 4 | 0.01142 | 1965 | U-26-413 | L | None |  |  |  | 80 | 61 | 2045 | 38800 | 1965 | 97
M-31-10-M-30-03 | BO1 | 400 | VCP | 6 | 1850 MARICOPA HW | Ojai | 4 | 0.02159 | 1965 | U-26-413 | L | None |  |  |  | 80 | 61 | 2045 | 160000 | 1965 | 400
M-31-04-M-31-05 | BO1 | 345 | VCP | 8 | 1859 Meiners Rd | Ojai | 3 | 0 | 1987 | U-26-286 | A | CIPP |  |  |  | 80 | 39 | 2065 | 42090 | 1987 | 345
M-31-06-M-31-05 | BO1 | 36 | VCP | 8 | 1199 RANCHO RD | Ojai | 4 | 0.00944 | 1983 | U-26-55 | A | None |  |  |  | 80 | 43 | 2063 | 4392 | 1983 | 36
N-31-01-M-31-08 | BO1 | 313 | VCP | 8 | 431 Montana Cir | Ojai | 3 | 0.03863 | 1966 | U-26-220 | A | CIPP |  |  |  | 80 | 60 | 2065 | 38186 | 1966 | 313
M-31-08-M-30-04 | BO1 | 275 | VCP | 8 | 418 Montana Cir | Ojai | 3 | 0.00767 | 1966 | U-26-220 | A | CIPP |  |  |  | 80 | 60 | 2065 | 33550 | 1966 | 275
M-29-32-L-29-12 | BO1 | 406 | VCP | 6 | 114 Besant Rd | Ojai | 2 | 0.01148 | 1987 | U-26-281 | G | None | MH M-29-32 Was moved 100' PVC, to the east & connected to the line exiting Taormina |  |  | 80 | 39 | 2067 | 162400 | 1987 | 406
L-29-12-L-29-11 | BO1 | 265 | VCP | 6 | 117 Besant Rd | Ojai | 2 | 0.00604 | 1987 | U-26-281 | G | None |  |  |  | 80 | 39 | 2067 | 106000 | 1987 | 265
L-29-11-L-29-10 | BO1 | 425 | VCP | 6 | 217 Besant Rd | Ojai | 2 | 0.00776 | 1987 | U-26-281 | G | None |  |  |  | 80 | 39 | 2067 | 170000 | 1987 | 425
L-29-10-L-29-09 | BO1 | 226 | VCP | 6 | 210 BESANT RD | Ojai | 2 | 0.0127 | 1987 | U-26-281 | G | None |  |  |  | 80 | 39 | 2067 | 90400 | 1987 | 226
L-29-09-L-29-08 | BO1 | 112 | VCP | 8 | 102 BESANT RD | Ojai | 2 | 0.0044 | 1987 | U-26-281 | G | None |  |  |  | 80 | 39 | 2067 | 13664 | 1987 | 112
L-29-08-L-29-06 | BO1 | 125 | VCP | 8 | 110 BESANT RD | Ojai | 2 | 0.00208 | 1987 | U-26-281 | A | None | REFER TO AS BUILT MAP U-26-221 |  |  | 80 | 39 | 2067 | 15250 | 1987 | 125
L-29-06-L-29-07 | BO1 | 146.5 | VCP | 12 | 431 S LOMITA AVE | Ojai | 2 | 0.00308 | 1965 | U-26-403 | A | None |  |  |  | 80 | 61 | 2045 | 26809.5 | 1965 | 146.5
L-29-05-L-29-06 | BO1 | 217 | VCP | 12 | 117 S LOMITA AVE | Ojai | 2 | 0.00249 | 1965 | U-26-403 | A | None |  |  |  | 80 | 61 | 2045 | 39711 | 1965 | 217
L-29-07-L-29-04 | BO1 | 326 | VCP | 12 | 431 S LOMITA AVE | Ojai | 2 | 0.00224 | 1965 | U-26-394 | A | None |  |  |  | 80 | 61 | 2045 | 59658 | 1965 | 326
L-29-03-L-29-04 | BO1 | 282 | VCP | 6 | 415 S Pueblo Ave | Ojai | 2 | 0.02099 | 1965 | U-26-401 | A | None |  |  |  | 80 | 61 | 2045 | 112800 | 1965 | 282
L-29-04-L-29-02 | BO1 | 280 | VCP | 12 | 220 LOMITA AVE | Ojai | 2 | 0.00221 | 1965 | U-26-394 | A | None |  |  |  | 80 | 61 | 2045 | 51240 | 1965 | 280
L-29-01-L-29-02 | BO1 | 76 | VCP | 8 | 442 PADRE JUAN AVE | Ojai | 2 | 0.00395 | 1965 | U-26-400 | A | None |  |  |  | 80 | 61 | 2045 | 9272 | 1965 | 76
L-29-02-K-29-09 | BO1 | 403 | VCP | 12 | 270 N LOMITA AVE | Ojai | 2 | 0.00447 | 1965 | U-26-394 | A | None |  |  |  | 80 | 61 | 2045 | 73749 | 1965 | 403
K-30-09-K-30-08 | BO1 | 272 | VCP | 6 | 150 S ARNAZ AVE | Ojai | 2 | 0.01103 | 1965 | U-26-395 | A | None |  |  |  | 80 | 61 | 2045 | 108800 | 1965 | 272
K-30-07-K-30-08 | BO1 | 354 | VCP | 6 | 746 MESA DR | Ojai | 2 | 0.00602 | 1965 | U-26-411 | A | None |  |  |  | 80 | 61 | 2045 | 141600 | 1965 | 354
K-30-08-K-30-10 | BO1 | 284 | VCP | 8 | 705 MESA DR | Ojai | 2 | 0.00408 | 1965 | U-26-411 | A | None |  |  |  | 80 | 61 | 2045 | 34648 | 1965 | 284
M-30-37-L-30-34 | BO1 | 142 | VCP | 6 | 142 FELIX DR | Ojai | 4 | 0.0193 | 1965 | U-26-425 | F | None | LINE ENTERING MH M-30-37 FROM THE NORTH IS A LATERAL |  |  | 80 | 61 | 2045 | 56800 | 1965 | 142
L-30-33-L-30-28 | BO1 | 137 | VCP | 6 | 100 E EL ROBLAR DR | Ojai | 2 | 0.00599 | 1965 | U-26-410 | A | None |  |  |  | 80 | 61 | 2045 | 54800 | 1965 | 137
L-30-34-L-30-35 | BO1 | 380 | VCP | 6 | 114 Felix Dr | Ojai | 4 | 0.006 | 1965 | U-26-404 | A | None |  |  |  | 80 | 61 | 2045 | 152000 | 1965 | 380
L-30-23-L-30-24 | BO1 | 342 | VCP | 6 | 131 PUEBLO AVE | Ojai | 2 | 0.01156 | 1965 | U-26-402 | A | None |  |  |  | 80 | 61 | 2045 | 136800 | 1965 | 342
L-30-28-L-30-29 | BO1 | 413 | VCP | 6 | 100 E El Roblar Dr | Ojai | 2 | 0.00959 | 1965 | U-26-403 | A | None |  |  |  | 80 | 61 | 2045 | 165200 | 1965 | 413
L-30-36-L-30-37 | BO1 | 290 | VCP | 8 | 126 CHESSHIRE CT | Ojai | 4 | 0.00821 | 1980 | 55319 | A | None |  |  |  | 80 | 46 | 2060 | 35380 | 1980 | 290
L-30-37-L-30-38 | BO1 | 304 | VCP | 8 | 141 STOCKBRIDGE LN | Ojai | 4 | 0 | 1980 | 55318 | A | None |  |  |  | 80 | 46 | 2060 | 37088 | 1980 | 304
L-30-24-L-30-25 | BO1 | 403 | VCP | 6 | 144 S. Pueblo Ave | Ojai | 2 | 0.00599 | 1965 | U-26-402 | A | None |  |  |  | 80 | 61 | 2045 | 161200 | 1965 | 403
L-30-29-L-30-30 | BO1 | 390 | VCP | 6 | 181 S Lomita Ave | Ojai | 2 | 0.01313 | 1965 | U-26-403 | A | None |  |  |  | 80 | 61 | 2045 | 156000 | 1965 | 390
M-30-14-L-30-38 | BO1 | 290 | VCP | 8 | 128 CANTERBURY CT | Ojai | 4 | 0.01224 | 1980 | 55319 | A | None |  |  |  | 80 | 46 | 2060 | 35380 | 1980 | 290
L-30-38-M-30-19 | BO1 | 294 | VCP | 8 | 165 STOCKBRIDGE LN | Ojai | 3 | 0.00368 | 1980 | 55318 | A | None |  |  |  | 80 | 46 | 2060 | 35868 | 1980 | 294
L-30-35-M-30-07 | BO1 | 334 | VCP | 6 | 120 EL ROBLAR DR | Ojai | 3 | 0.00677 | 1965 | U-26-410 | A | None |  |  |  | 80 | 61 | 2045 | 133600 | 1965 | 334
L-30-30-L-30-31 | BO1 | 286 | VCP | 6 | 216 S LOMITA AVE | Ojai | 2 | 0.0058 | 1965 | U-26-403 | A | None |  |  |  | 80 | 61 | 2045 | 114400 | 1965 | 286
L-30-42-L-30-43 | BO1 | 204 | VCP | 6 | 218 S LOMITA AVE | Ojai | 4 | 0.00777 | 1980 | U-26-213 | A | None |  |  |  | 80 | 46 | 2060 | 81600 | 1980 | 204
L-30-39-L-30-31 | BO1 | 414 | VCP | 10 | 151 EL CAMINO DR | Ojai | 2 | 0.00266 | 1965 | U-26-393 | A | None |  |  |  | 80 | 61 | 2045 | 63135 | 1965 | 414
L-30-40-L-30-39 | BO1 | 394 | VCP | 10 | 205 EL CAMINO DR | Ojai | 2 | 0.00294 | 1965 | U-26-393 | A | None |  |  |  | 80 | 61 | 2045 | 60085 | 1965 | 394
L-30-25-L-30-26 | BO1 | 400 | VCP | 6 | 213 S. Pueblo Ave | Ojai | 2 | 0.00805 | 1965 | U-26-401 | A | None |  |  |  | 80 | 61 | 2045 | 160000 | 1965 | 400
L-30-43-M-30-26 | BO1 | 359 | VCP | 8 | 222 S LOMITA AVE | Ojai | 3 | 0 | 1980 | U-26-213 | E | None |  |  |  | 80 | 46 | 2060 | 43798 | 1980 | 359
M-30-27-L-30-40 | BO1 | 223 | VCP | 10 | 229 EL CAMINO DR | Ojai | 2 | 0 | 1965 | U-26-393 | A | None |  |  |  | 80 | 61 | 2045 | 34007.5 | 1965 | 223
L-30-31-L-30-32 | BO1 | 325 | VCP | 12 | 260 S LOMITA AVE | Ojai | 2 | 0.00249 | 1965 | U-26-403 | A | None |  |  |  | 80 | 61 | 2045 | 59475 | 1965 | 325
L-30-32-L-29-05 | BO1 | 299 | VCP | 12 | 323 S LOMITA AVE | Ojai | 2 | 0.00251 | 1965 | U-26-403 | A | None |  |  |  | 80 | 61 | 2045 | 54717 | 1965 | 299
L-30-26-L-30-27 | BO1 | 304 | VCP | 6 | 254 S Pueblo Ave | Ojai | 2 | 0.0146 | 1965 | U-26-401 | A | None |  |  |  | 80 | 61 | 2045 | 121600 | 1965 | 304
L-30-27-L-29-03 | BO1 | 391 | VCP | 6 | 331 S Pueblo Ave | Ojai | 2 | 0.01156 | 1965 | U-26-401 | A | None |  |  |  | 80 | 61 | 2045 | 156400 | 1965 | 391
L-30-17-L-30-14 | BO1 | 117 | VCP | 6 | 230 EL RIO AVE | Ojai | 3 | 0.0059 | 1965 | U-26-412 | A | None |  |  |  | 80 | 61 | 2045 | 46800 | 1965 | 117
L-30-14-L-30-18 | BO1 | 250 | VCP | 8 | 304 S PADRE JUAN AVE | Ojai | 3 | 0.004 | 1965 | U-26-400 | A | None |  |  |  | 80 | 61 | 2045 | 30500 | 1965 | 250
L-30-18-L-30-19 | BO1 | 250 | VCP | 8 | 330 S Padre Juan Ave | Ojai | 3 | 0.00614 | 1965 | U-26-400 | A | None |  |  |  | 80 | 61 | 2045 | 30500 | 1965 | 250
L-30-21-L-30-19 | BO1 | 171 | VCP | 6 | 211 EL PLANO DR | Ojai | 3 | 0.00596 | 1965 | U-26-412 | A | None |  |  |  | 80 | 61 | 2045 | 68400 | 1965 | 171
L-30-20-L-30-19 | BO1 | 171 | VCP | 6 | 334 EL PLANO DR | Ojai | 2 | 0.006 | 1965 | U-26-412 | A | None |  |  |  | 80 | 61 | 2045 | 68400 | 1965 | 171
L-30-15-L-30-14 | BO1 | 143 | VCP | 6 | 301 EL RIO DR | Ojai | 3 | 0.0065 | 1965 | U-26-412 | A | None |  |  |  | 80 | 61 | 2045 | 57200 | 1965 | 143
L-30-19-L-29-01 | BO1 | 382 | VCP | 8 | 403 S PADRE JUAN AVE | Ojai | 2 | 0.00403 | 1965 | U-26-400 | A | None |  |  |  | 80 | 61 | 2045 | 46604 | 1965 | 382
L-30-13-L-30-14 | BO1 | 302 | VCP | 8 | 223 S PADRE JUAN AVE | Ojai | 3 | 0.00067 | 1965 | U-26-400 | A | None |  |  |  | 80 | 61 | 2045 | 36844 | 1965 | 302
L-30-12-L-30-13 | BO1 | 230 | VCP | 8 | 210 S PADRE JUAN AVE | Ojai | 3 | 0.00402 | 1965 | U-26-400 | A | None |  |  |  | 80 | 61 | 2045 | 28060 | 1965 | 230
L-30-08-L-30-12 | BO1 | 299 | VCP | 8 | 230 MESA DR | Ojai | 3 | 0.00401 | 1965 | U-26-411 | A | None |  |  |  | 80 | 61 | 2045 | 36478 | 1965 | 299
L-30-03-L-30-08 | BO1 | 291 | VCP | 8 | 445 MESA DR | Ojai | 3 | 0.00399 | 1965 | U-26-411 | A | None |  |  |  | 80 | 61 | 2045 | 35502 | 1965 | 291
L-30-10-L-30-11 | BO1 | 337 | VCP | 6 | 315 EL ROBLAR DR | Ojai | 3 | 0.0132 | 1965 | U-26-400 | A | None |  |  |  | 80 | 61 | 2045 | 134800 | 1965 | 337
L-30-11-L-30-12 | BO1 | 323 | VCP | 6 | 170 S. Padre Juan Ave | Ojai | 3 | 0.01378 | 1965 | U-26-400 | A | None |  |  |  | 80 | 61 | 2045 | 129200 | 1965 | 323
L-30-22-L-30-10 | BO1 | 118 | VCP | 6 | 229 E El Roblar Dr | Ojai | 3 | 0.00593 | 1965 | U-26-410 | A | None |  |  |  | 80 | 61 | 2045 | 47200 | 1965 | 118
L-30-07-L-30-08 | BO1 | 277 | VCP | 6 | 147 S Encinal Ave | Ojai | 3 | 0.01439 | 1965 | U-26-399 | A | None |  |  |  | 80 | 61 | 2045 | 110800 | 1965 | 277
L-30-02-L-30-03 | BO1 | 270 | VCP | 6 | 147 S Alvarado Ave | Ojai | 3 | 0.01214 | 1965 | U-26-398 | A | None |  |  |  | 80 | 61 | 2045 | 108000 | 1965 | 270
L-30-41-K-30-10 | BO1 | 273 | VCP | 6 | 142 S POLI AVE | Ojai | 2 | 0.01147 | 1965 | U-26-397 | A | None | Ensure Home Owners who have been affected by blow back are contatcted the day before cleaning so they can cover their toilets. |  |  | 80 | 61 | 2045 | 109200 | 1965 | 273
K-30-10-L-30-03 | BO1 | 280 | VCP | 8 | 609 MESA DR | Ojai | 2 | 0.004 | 1965 | U-26-411 | A | None |  |  |  | 80 | 61 | 2045 | 34160 | 1965 | 280
L-30-01-L-30-02 | BO1 | 394 | VCP | 6 | 445 W El Roblar Dr | Ojai | 3 | 0.01289 | 1965 | U-26-398 | A | None |  |  |  | 80 | 61 | 2045 | 157600 | 1965 | 394
L-30-04-L-30-01 | BO1 | 121 | VCP | 6 | 429 W EL Roblar Dr | Ojai | 3 | 0.00603 | 1965 | U-26-409 | A | None |  |  |  | 80 | 61 | 2045 | 48400 | 1965 | 121
L-30-05-L-30-06 | BO1 | 122 | VCP | 6 | 421 W EL ROBLAR DR | Ojai | 3 | 0.00602 | 1965 | U-26-409 | A | None |  |  |  | 80 | 61 | 2045 | 48800 | 1965 | 122
L-30-06-L-30-07 | BO1 | 393 | VCP | 6 | 421 W EL ROBLAR DR | Ojai | 3 | 0.01438 | 1965 | U-26-399 | A | None |  |  |  | 80 | 61 | 2045 | 157200 | 1965 | 393
L-30-09-L-30-10 | BO1 | 237 | VCP | 6 | 339 W EL ROBLAR DR | Ojai | 3 | 0.00627 | 1965 | U-26-409 | A | None |  |  |  | 80 | 61 | 2045 | 94800 | 1965 | 237
K-31-15-K-31-14 | BO1 | 376 | VCP | 6 | 245 CARRIZO ST | Ojai | 2 | 0.00912 | 1965 | U-26-395 | A | None |  |  |  | 80 | 61 | 2045 | 150400 | 1965 | 376
K-31-34-K-31-33 | BO1 | 331 | VCP | 6 | 139 N ARNAZ AVE | Ojai | 2 | 0.01039 | 1965 | U-26-395 | A | None |  |  |  | 80 | 61 | 2045 | 132400 | 1965 | 331
K-31-32-K-31-33 | BO1 | 173 | VCP | 6 | 727 W EL ROBLAR DR | Ojai | 2 | 0.00601 | 1965 | U-26-409 | A | None |  |  |  | 80 | 61 | 2045 | 69200 | 1965 | 173
K-31-33-K-30-09 | BO1 | 393 | VCP | 6 | 721 W EL ROBLAR DR | Ojai | 2 | 0.00598 | 1965 | U-26-395 | A | None | Call Mr. or Mrs Swift at 646-6440 and notify them when we are working in the line segment. |  |  | 80 | 61 | 2045 | 157200 | 1965 | 393
L-31-17-L-30-01 | BO1 | 218 | VCP | 6 | 530 W EL ROBLAR DR | Ojai | 3 | 0.00601 | 1965 | U-26-409 | A | None |  |  |  | 80 | 61 | 2045 | 87200 | 1965 | 218
L-31-22-L-30-01 | BO1 | 305 | VCP | 6 | 137 N Alvarado Ave | Ojai | 3 | 0.0201 | 1965 | U-26-398 | A | None |  |  |  | 80 | 61 | 2045 | 122000 | 1965 | 305
L-31-14-L-31-15 | BO1 | 312 | VCP | 6 | 134 POLI AVE | Ojai | 3 | 0.01245 | 1965 | U-26-397 | A | None |  |  |  | 80 | 61 | 2045 | 124800 | 1965 | 312
L-31-16-L-31-15 | BO1 | 112 | VCP | 6 | 610 W EL ROBLAR DR | Ojai | 3 | 0.00634 | 1965 | U-26-409 | A | None |  |  |  | 80 | 61 | 2045 | 44800 | 1965 | 112
L-31-27-L-30-06 | BO1 | 356 | VCP | 6 | 129 N Encinal Ave | Ojai | 3 | 0.0144 | 1965 | U-26-399 | A | None |  |  |  | 80 | 61 | 2045 | 142400 | 1965 | 356
L-31-15-L-30-41 | BO1 | 391 | VCP | 6 | 125 S. POLI AVE | Ojai | 3 | 0.01 | 1965 | U-26-397 | A | None | Ensure home owners affected by blow back are called the day before to cover their toilets! 119 &125 Poli |  |  | 80 | 61 | 2045 | 156400 | 1965 | 391
L-31-36-L-30-10 | BO1 | 307 | VCP | 6 | 143 N PADRE JUAN AVE | Ojai | 3 | 0.01245 | 1965 | U-26-400 | A | None |  |  |  | 80 | 61 | 2045 | 122800 | 1965 | 307
L-31-40-L-30-23 | BO1 | 350 | VCP | 6 | 121 N PUEBLO AVE | Ojai | 3 | 0.00886 | 1965 | U-26-402 | A | None |  |  |  | 80 | 61 | 2045 | 140000 | 1965 | 350
L-31-45-L-30-28 | BO1 | 426 | VCP | 6 | 151 N Lomita Ave | Ojai | 2 | 0.00601 | 1965 | U-26-403,U-26-404 | A | None |  |  |  | 80 | 61 | 2045 | 170400 | 1965 | 426
L-31-44-L-31-45 | BO1 | 272 | VCP | 6 | 204 Lomita Ave | Ojai | 2 | 0.00713 | 1965 | U-26-404 | A | None |  |  |  | 80 | 61 | 2045 | 108800 | 1965 | 272
L-31-43-L-31-44 | BO1 | 290 | VCP | 6 | 225 N Lomita Ave | Ojai | 2 | 0.00997 | 1965 | U-26-404 | A | None |  |  |  | 80 | 61 | 2045 | 116000 | 1965 | 290
L-31-38-L-31-39 | BO1 | 154 | VCP | 6 | 203 Pueblo Ave | Ojai | 3 | 0.01656 | 1965 | U-26-408 | A | None |  |  |  | 80 | 61 | 2045 | 61600 | 1965 | 154
L-31-39-L-31-40 | BO1 | 340 | VCP | 6 | 118 FERNANDO DR | Ojai | 3 | 0.00596 | 1965 | U-26-402 | A | None |  |  |  | 80 | 61 | 2045 | 136000 | 1965 | 340
L-31-46-L-31-35 | BO1 | 200 | VCP | 6 | 318 FERNANDO DR | Ojai | 3 | 0.00605 | 1965 | U-26-408 | A | None |  |  |  | 80 | 61 | 2045 | 80000 | 1965 | 200
L-31-26-L-31-25 | BO1 | 92 | VCP | 6 | 414 FERNANDO DR | Ojai | 3 | 0.00598 | 1965 | U-26-408 | A | None |  |  |  | 80 | 61 | 2045 | 36800 | 1965 | 92
L-31-25-L-31-27 | BO1 | 340 | VCP | 6 | 203 N Encinal Ave | Ojai | 3 | 0.00718 | 1965 | U-26-399 | A | None |  |  |  | 80 | 61 | 2045 | 136000 | 1965 | 340
L-31-35-L-31-36 | BO1 | 390 | VCP | 6 | 181 PADRE JUAN AVE | Ojai | 3 | 0.006 | 1965 | U-26-401 | A | None |  |  |  | 80 | 61 | 2045 | 156000 | 1965 | 390
L-31-21-L-31-22 | BO1 | 304 | VCP | 6 | 175 N Alvardo Ave | Ojai | 3 | 0.00887 | 1965 | U-26-398 | A | None |  |  |  | 80 | 61 | 2045 | 121600 | 1965 | 304
L-31-12-L-31-14 | BO1 | 388 | VCP | 6 | 200 POLI AVE | Ojai | 3 | 0.01003 | 1965 | U-26-397 | A | None |  |  |  | 80 | 61 | 2045 | 155200 | 1965 | 388
L-31-13-L-31-12 | BO1 | 123 | VCP | 6 | 612 FERNANDO DR | Ojai | 3 | 0.00593 | 1965 | U-26-408 | A | None |  |  |  | 80 | 61 | 2045 | 49200 | 1965 | 123
L-31-20-L-31-21 | BO1 | 403 | VCP | 6 | 237 N ALVARADO AVE | Ojai | 3 | 0.0089 | 1965 | U-26-398 | A | None |  |  |  | 80 | 61 | 2045 | 161200 | 1965 | 403
L-31-08-K-31-34 | BO1 | 343 | VCP | 6 | 621 FERNANDO DR | Ojai | 2 | 0.00601 | 1965 | U-26-396 | A | None |  |  |  | 80 | 61 | 2045 | 137200 | 1965 | 343
L-31-24-L-31-25 | BO1 | 388 | VCP | 6 | 226 N Encinal Ave | Ojai | 3 | 0.00729 | 1965 | U-26-399 | A | None |  |  |  | 80 | 61 | 2045 | 155200 | 1965 | 388
L-31-34-L-31-35 | BO1 | 260 | VCP | 6 | 227 PADRE JUAN AVE | Ojai | 3 | 0.006 | 1965 | U-26-401 | A | None |  |  |  | 80 | 61 | 2045 | 104000 | 1965 | 260
L-31-37-L-31-38 | BO1 | 332 | VCP | 6 | 230 PUEBLO AVE | Ojai | 3 | 0 | 1965 | U-26-402 | A | None |  |  |  | 80 | 61 | 2045 | 132800 | 1965 | 332
L-31-42-L-31-43 | BO1 | 294 | VCP | 6 | 270 N Lomita Ave | Ojai | 2 | 0.00599 | 1965 | U-26-404 | A | None |  |  |  | 80 | 61 | 2045 | 117600 | 1965 | 294
L-31-41-L-31-42 | BO1 | 154 | VCP | 6 | 315 N Lomita Ave | Ojai | 2 | 0.02922 | 1965 | U-26-404 | A | None |  |  |  | 80 | 61 | 2045 | 61600 | 1965 | 154
L-31-49-L-31-33 | BO1 | 165 | VCP | 6 | 114 EL CONEJO RD | Ojai | 3 | 0.01721 | 1965 | U-26-422 | F | None |  |  |  | 80 | 61 | 2045 | 66000 | 1965 | 165
L-31-33-L-31-34 | BO1 | 307 | VCP | 6 | 201 EL CONEJO DR | Ojai | 3 | 0.00599 | 1965 | U-26-401 | A | None |  |  |  | 80 | 61 | 2045 | 122800 | 1965 | 307
L-31-32-L-31-33 | BO1 | 334 | VCP | 6 | 239 EL CONEJO DR | Ojai | 3 | 0.01129 | 1965 | U-26-407 | A | None |  |  |  | 80 | 61 | 2045 | 133600 | 1965 | 334
L-31-23-L-31-24 | BO1 | 404 | VCP | 6 | 321 N ENCINAL AVE | Ojai | 3 | 0.00599 | 1965 | U-26-399 | A | None |  |  |  | 80 | 61 | 2045 | 161600 | 1965 | 404
L-31-19-L-31-20 | BO1 | 396 | VCP | 6 | 267 N ALVARADO AVE | Ojai | 3 | 0.006 | 1965 | U-26-398 | A | None |  |  |  | 80 | 61 | 2045 | 158400 | 1965 | 396
L-31-48-L-31-49 | BO1 | 307 | VCP | 6 | 2205 MARICOPA HW | Ojai | 3 | 0.03775 | 1965 | U-26-422 | A | None |  |  |  | 80 | 61 | 2045 | 122800 | 1965 | 307
L-31-07-L-31-08 | BO1 | 333 | VCP | 6 | 232 N Arnaz Ave | Ojai | 3 | 0.00796 | 1965 | U-26-396 | A | None |  |  |  | 80 | 61 | 2045 | 133200 | 1965 | 333
L-31-11-L-31-12 | BO1 | 314 | VCP | 6 | 232 POLI AVE | Ojai | 3 | 0.01497 | 1965 | U-26-397 | A | None |  |  |  | 80 | 61 | 2045 | 125600 | 1965 | 314
L-31-04-L-31-05 | BO1 | 288 | VCP | 6 | 333 CARRIZO ST | Ojai | 3 | 0.00904 | 1965 | U-26-395 | A | None |  |  |  | 80 | 61 | 2045 | 115200 | 1965 | 288
L-31-06-L-31-07 | BO1 | 327 | VCP | 6 | 309 N ARNAZ AVE | Ojai | 3 | 0.01223 | 1965 | U-26-396 | A | None |  |  |  | 80 | 61 | 2045 | 130800 | 1965 | 327
L-31-10-L-31-11 | BO1 | 400 | VCP | 6 | 319 POLI AVE | Ojai | 3 | 0.011 | 1965 | U-26-397 | A | None |  |  |  | 80 | 61 | 2045 | 160000 | 1965 | 400
L-31-05-K-31-15 | BO1 | 283 | VCP | 6 | 301 CARRIZO ST | Ojai | 2 | 0.00777 | 1965 | U-26-395 | A | None |  |  |  | 80 | 61 | 2045 | 113200 | 1965 | 283
L-31-47-L-31-48 | BO1 | 248 | VCP | 6 | 2237 MARICOPA HWY | Ojai | 3 | 0.01152 | 1965 | U-26-422 | A | None |  |  |  | 80 | 61 | 2045 | 99200 | 1965 | 248
L-31-30-L-31-32 | BO1 | 411 | VCP | 6 | 357 N ALVARADO AVE | Ojai | 3 | 0.01214 | 1965 | U-26-407 | A | None |  |  |  | 80 | 61 | 2045 | 164400 | 1965 | 411
L-31-18-L-31-19 | BO1 | 246 | VCP | 6 | 349 N ALVARADO AVE | Ojai | 3 | 0.00752 | 1965 | U-26-398 | A | None |  |  |  | 80 | 61 | 2045 | 98400 | 1965 | 246
L-31-31-L-31-30 | BO1 | 232 | VCP | 6 | 2275 MARICOPA HW | Ojai | 3 | 0.07746 | 1965 | U-26-398 | A | None |  |  |  | 80 | 61 | 2045 | 92800 | 1965 | 232
L-31-28-L-31-30 | BO1 | 114 | VCP | 6 | 414 EL CONEJO DR | Ojai | 3 | -0.06305 | 1965 | U-26-407 | A | None |  |  |  | 80 | 61 | 2045 | 45600 | 1965 | 114
L-31-29-L-31-28 | BO1 | 215 | VCP | 6 | 2293 Maricopa Hwy | Ojai | 3 | 0.0481 | 1965 | U-26-422 | E | None |  |  |  | 80 | 61 | 2045 | 86000 | 1965 | 215
L-31-09-L-31-10 | BO1 | 432 | VCP | 6 | 372 POLI AVE | Ojai | 3 | 0.01037 | 1965 | U-26-397 | A | None |  |  |  | 80 | 61 | 2045 | 172800 | 1965 | 432
L-31-02-L-31-03 | BO1 | 300 | VCP | 6 | 474 N ARNAZ AVE | Ojai | 3 | 0.01817 | 1965 | U-26-396 | A | None |  |  |  | 80 | 61 | 2045 | 120000 | 1965 | 300
L-31-03-L-31-06 | BO1 | 324 | VCP | 6 | 342 N ARNAZ AVE | Ojai | 3 | 0.01154 | 1965 | U-26-396 | A | None |  |  |  | 80 | 61 | 2045 | 129600 | 1965 | 324
L-31-01-L-31-28 | BO1 | 271 | VCP | 6 | 460 EL CONEJO DR | Ojai | 3 | 0.04273 | 1965 | U-26-407 | A | None |  |  |  | 80 | 61 | 2045 | 108400 | 1965 | 271
L-32-16-L-32-15 | BO1 | 98 | VCP | 6 | 522 N ARNAZ AVE | Ojai | 3 | 0.05265 | 1965 | U-26-396 | A | None |  |  |  | 80 | 61 | 2045 | 39200 | 1965 | 98
L-32-15-L-31-01 | BO1 | 174 | VCP | 6 | 474 N ARNAZ AVE | Ojai | 3 | 0.00885 | 1965 | U-26-396 | A | None |  |  |  | 80 | 61 | 2045 | 69600 | 1965 | 174
L-30-16-L-30-15 | BO1 | 110 | VCP | 6 | 259 EL RIO DR | Ojai | 3 | 0.0062 | 1965 | U-26-425 | E | None |  |  |  | 80 | 61 | 2045 | 44000 | 1965 | 110
L-31-51-L-32-15 | BO1 | 115 | VCP | 6 | 521 N ARNAZ AVE | Ojai | 3 | 0 | 1965 | U-26-422 | E | None |  |  |  | 80 | 61 | 2045 | 46000 | 1965 | 115
M-29-33-M-29-30 | BO1 | 116 | VCP | 8 | 19 TAORMINA LN | Ojai |  | 0 | 1969 | U-26-77 | E | None |  |  |  | 80 | 57 | 2049 | 14152 | 1969 | 116
K-31-14-L-31-08 | BO1 | 405 | VCP | 6 | 811 FERNANDO DR | Ojai | 2 | 0 | 1965 | U-26-408 | A | None |  |  |  | 80 | 61 | 2045 | 162000 | 1965 | 405
M-31-05-M-30-01 | BO1 | 288 | VCP | 6 | 1851 MEINERS RD | Ojai | 3 | 0.02438 | 1983 | U-26-55 | A | None |  |  |  | 80 | 43 | 2063 | 115200 | 1983 | 288
M-29-18-M-29-17 | BO1 | 123 | VCP | 8 | 13 TAORMINA LN | Ojai |  | 0 | 1969 | U-26-731 | A | None |  |  |  | 80 | 57 | 2049 | 15006 | 1969 | 123
M-32-04-M-32-03 | BO2 | 219 | VCP | 8 | 534 Fairview Rd | Ojai | 2 | 0.02696 | 1972 | U-26-229 | E | CIPP |  |  |  | 80 | 54 | 2065 | 26718 | 1972 | 219
M-32-06-M-32-05 | BO2 | 67 | VCP | 8 | 547 W Fairview Rd | Ojai | 2 | 0.01045 | 1972 | U-26-229 | E | CIPP |  |  |  | 80 | 54 | 2065 | 8174 | 1972 | 67
M-32-05-M-32-04 | BO2 | 292 | VCP | 8 | 547 W Fairview Rd | Ojai | 2 | 0.03966 | 1972 | U-26-229 | E | CIPP |  |  |  | 80 | 54 | 2065 | 35624 | 1972 | 292
M-32-08-M-32-07 | BO2 | 227 | VCP | 8 | 547 W Fairview Rd | Ojai | 2 | 0.03611 | 1972 | U-26-230 | E | CIPP |  |  |  | 80 | 54 | 2065 | 27694 | 1972 | 227
M-32-07-M-32-06 | BO2 | 235 | VCP | 8 | 511 W Fairview Rd | Ojai | 2 | 0.28277 | 1972 | U-26-229 | E | CIPP |  |  |  | 80 | 54 | 2065 | 28670 | 1972 | 235
M-32-10-M-32-09 | BO2 | 311 | VCP | 8 | 511 W Fairview Rd | Ojai | 2 | 0.02529 | 1972 | U-26-230 | E | CIPP |  |  |  | 80 | 54 | 2065 | 37942 | 1972 | 311
M-32-09-M-32-08 | BO2 | 311 | VCP | 8 | 511 W Fairview Rd | Ojai | 2 | 0.03118 | 1972 | U-26-230 | E | CIPP |  |  |  | 80 | 54 | 2065 | 37942 | 1972 | 311
N-32-01-M-32-10 | BO2 | 480 | VCP | 8 | 511 W Fairview Rd | Ojai | 2 | 0.05272 | 1972 | U-26-230 | E | CIPP |  |  |  | 80 | 54 | 2065 | 58560 | 1972 | 480
K-29-06-K-29-07 | BO2 | 303 | VCP | 10 | LOMITA AVE | Ojai | 2 | 0.00347 | 1965 | U-26-394 | A | None |  |  |  | 80 | 61 | 2045 | 46207.5 | 1965 | 303
K-29-05-K-29-06 | BO2 | 324 | VCP | 10 | 791 LOMITA AVE | Ojai | 2 | 0.00352 | 1965 | U-26-394 | A | None |  |  |  | 80 | 61 | 2045 | 49410 | 1965 | 324
K-29-04-K-29-05 | BO2 | 391 | VCP | 10 | 885 LOMITA AVE | Ojai | 2 | 0.00353 | 1965 | U-26-394 | A | None |  |  |  | 80 | 61 | 2045 | 59627.5 | 1965 | 391
K-29-03-K-29-04 | BO2 | 318 | VCP | 6 | 539 S LA LUNA AVE | Ojai | 2 | 0.02236 | 1965 | U-26-374 | A | None | MH K-29-04 IS A DROP MH |  |  | 80 | 61 | 2045 | 127200 | 1965 | 318
K-30-01-K-30-02 | BO2 | 375 | VCP | 8 | 250 N LA LUNA AVE | Ojai | 2 | 0.01301 | 1965 | U-26-375 | A | None |  |  |  | 80 | 61 | 2045 | 45750 | 1965 | 375
K-30-02-K-30-03 | BO2 | 383 | VCP | 8 | 202 N LA LUNA AVE | Ojai | 2 | 0.00893 | 1965 | U-26-375 | A | None |  |  |  | 80 | 61 | 2045 | 46726 | 1965 | 383
K-30-06-K-29-04 | BO2 | 213 | VCP | 10 | 466 S LA LUNA AVE | Ojai | 2 | 0.00324 | 1965 | U-26-374,U-26-375 | A | None | U-26-374 IS ALSO THE AS BUILT NUMBER |  |  | 80 | 61 | 2045 | 32482.5 | 1965 | 213
K-30-05-K-30-06 | BO2 | 385 | VCP | 10 | 409 N LA LUNA AVE | Ojai | 2 | 0.00325 | 1965 | U-26-375 | A | None |  |  |  | 80 | 61 | 2045 | 58712.5 | 1965 | 385
K-30-04-K-30-05 | BO2 | 350 | VCP | 10 | 355 S LA LUNA AVE | Ojai | 2 | 0.01 | 1965 | U-26-375 | A | None |  |  |  | 80 | 61 | 2045 | 53375 | 1965 | 350
K-30-03-K-30-04 | BO2 | 342 | VCP | 10 | 355 S LA LUNA AVE | Ojai | 2 | 0.00289 | 1965 | U-26-375 | A | None |  |  |  | 80 | 61 | 2045 | 52155 | 1965 | 342
K-31-01-K-31-02 | BO2 | 300 | VCP | 8 | 334 RICE RD | Ojai | 2 | 0.004 | 1965 | U-26-426 | A | None | CONTACT PROPERTY OWNER AT 334 N. RICE RD. BEFORE ENTERING TO MAKE SURE ACCESS IS OK |  |  | 80 | 61 | 2045 | 36600 | 1965 | 300
K-31-02-K-31-03 | BO2 | 276 | VCP | 8 | 334 N RICE RD | Ojai | 2 | 0.00402 | 1965 | U-26-426 | E | None | CONTACT PROPERTY OWNER AT 334 N. RICE RD. BEFORE ENTERING TO MAKE SURE ACCESS IS OK |  |  | 80 | 61 | 2045 | 33672 | 1965 | 276
K-31-09-K-31-10 | BO2 | 92 | VCP | 6 | 269 LA LUNA AVE | Ojai | 2 | 0.00598 | 1965 | U-26-425 | A | None | EASEMENT |  |  | 80 | 61 | 2045 | 36800 | 1965 | 92
K-31-10-K-31-11 | BO2 | 446 | VCP | 6 | 316 RICE RD | Ojai | 2 | 0.00437 | 1965 | U-26-425 | E | None | EASEMENT. 6" LATERAL RUNNING TO CLEANOUT K-31-08 ON ATLAS IS A DISTRICT MAINTAINED |  |  | 80 | 61 | 2045 | 178400 | 1965 | 446
K-31-03-K-31-04 | BO2 | 277 | VCP | 8 | 334 N RICE RD | Ojai | 2 | 0.00401 | 1965 | U-26-426 | E | None |  |  |  | 80 | 61 | 2045 | 33794 | 1965 | 277
K-31-04-K-31-11 | BO2 | 97 | VCP | 8 | 271 N LA LUNA AVE | Ojai | 2 | 0.00392 | 1965 | U-26-426 | A | None |  |  |  | 80 | 61 | 2045 | 11834 | 1965 | 97
K-31-05-K-31-11 | BO2 | 80 | VCP | 6 | 271 N LA LUNA AVE | Ojai | 2 | 0.03813 | 1965 | U-26-376 | A | None | MH K-31-05 IS A DROP MH |  |  | 80 | 61 | 2045 | 32000 | 1965 | 80
K-31-06-K-31-05 | BO2 | 247 | VCP | 6 | 280 N. LA LUNA AVE | Ojai | 2 | 0.00863 | 1965 | U-26-376 | A | None | MH K-31-05 IS A DROP MH |  |  | 80 | 61 | 2045 | 98800 | 1965 | 247
K-31-07-K-31-06 | BO2 | 265 | VCP | 6 | 377 N LA LUNA AVE | Ojai | 2 | 0.00604 | 1965 | U-26-376 | A | None |  |  |  | 80 | 61 | 2045 | 106000 | 1965 | 265
K-31-11-K-31-12 | BO2 | 246 | VCP | 6 | 269 N LA LUNA AVE | Ojai | 2 | 0.00602 | 1965 | U-26-376 | A | None |  |  |  | 80 | 61 | 2045 | 98400 | 1965 | 246
K-31-12-K-31-13 | BO2 | 316 | VCP | 6 | 234 N LA LUNA AV 3 | Ojai | 2 | 0.0068 | 1965 | U-26-376 | A | None | MH K-31-13 IS A DROP MH |  |  | 80 | 61 | 2045 | 126400 | 1965 | 316
K-31-13-K-31-20 | BO2 | 334 | VCP | 8 | 176 LA LUNA AVE | Ojai | 2 | 0.05162 | 1965 | U-26-375 | A | None |  |  |  | 80 | 61 | 2045 | 40748 | 1965 | 334
K-31-20-K-31-21 | BO2 | 33 | VCP | 8 | 138 N LA LUNA AVE | Ojai | 2 | 0.0097 | 1965 | U-26-375 | A | None |  |  |  | 80 | 61 | 2045 | 4026 | 1965 | 33
K-31-22-K-31-21 | BO2 | 128 | VCP | 6 | 118 LA LUNA AVE | Ojai | 2 | 0 | 1965 | U-26-426 | E | None | EASEMENT |  |  | 80 | 61 | 2045 | 51200 | 1965 | 128
K-31-21-K-31-23 | BO2 | 266 | VCP | 8 | 143 LA LUNA AVE | Ojai | 2 | 0.00947 | 1965 | U-26-375 | A | None |  |  |  | 80 | 61 | 2045 | 32452 | 1965 | 266
K-31-31-K-31-23 | BO2 | 386 | VCP | 6 | 745 EL ROBLAR DR | Ojai | 2 | 0.006 | 1965 | U-26-409 | A | None |  |  |  | 80 | 61 | 2045 | 154400 | 1965 | 386
K-31-23-K-30-01 | BO2 | 400 | VCP | 8 | 102 N LA LUNA AVE | Ojai | 2 | 0.0113 | 1965 | U-26-375 | A | None |  |  |  | 80 | 61 | 2045 | 48800 | 1965 | 400
K-31-19-K-31-18 | BO2 | 94 | VCP | 6 | 977 RICE RD | Ojai | 2 | 0.00613 | 1965 | U-26-372 | A | None |  |  |  | 80 | 61 | 2045 | 37600 | 1965 | 94
K-31-18-K-31-17 | BO2 | 280 | VCP | 8 | 977 DEVEREAUX DR | Ojai | 2 | 0.00403 | 1965 | U-26-406 | A | None |  |  |  | 80 | 61 | 2045 | 34160 | 1965 | 280
K-31-17-K-31-16 | BO2 | 300 | VCP | 8 | 952 DEVEREAUX DR | Ojai | 2 | 0.004 | 1965 | U-26-406 | A | None |  |  |  | 80 | 61 | 2045 | 36600 | 1965 | 300
K-31-16-K-31-13 | BO2 | 296 | VCP | 8 | 922 DEVEREAUX DR | Ojai | 2 | 0.00399 | 1965 | U-26-406 | A | None |  |  |  | 80 | 61 | 2045 | 36112 | 1965 | 296
K-31-30-K-31-24 | BO2 | 326 | VCP | 8 | 1015 EL ROBLAR DR | Ojai | 2 | 0.00396 | 1980 | 55724 | A | None |  |  |  | 80 | 46 | 2060 | 39772 | 1980 | 326
K-31-24-K-31-23 | BO2 | 333 | VCP | 8 | 937 EL ROBLAR DR | Ojai | 2 | 0.01105 | 1980 | 55724 | A | None | LINE ENTERING MH K-31-24 FROM THE NORTH IS A LATERAL |  |  | 80 | 46 | 2060 | 40626 | 1980 | 333
L-31-50-K-31-07 | BO2 | 208 | VCP | 6 | 324 N LA LUNA | Ojai | 3 | 0.00601 | 1965 | U-26-376 | A | None |  |  |  | 80 | 61 | 2045 | 83200 | 1965 | 208
L-32-09-L-32-08 | BO2 | 152 | VCP | 8 | 665 FAIRVIEW RD | Ojai | 2 | 0.01507 | 1997 | U-26-229-A | A | None |  |  |  | 80 | 29 | 2077 | 18544 | 1997 | 152
L-32-07-L-32-06 | BO2 | 51 | VCP | 8 | 2425 MARICOPA HW | Ojai | 2 | 0 | 1978 | U-26-278 | A | None |  |  |  | 80 | 48 | 2058 | 6222 | 1978 | 51
L-32-06-L-32-08 | BO2 | 89 | VCP | 8 | 2425 MARICOPA HW | Ojai | 2 | 0 | 1978 | U-26-278 | A | None |  |  |  | 80 | 48 | 2058 | 10858 | 1978 | 89
L-32-08-L-32-05 | BO2 | 63.1 | VCP | 6 | 731 MARICOPA HW | Ojai | 2 | 0.15268 | 1972 | U-26-230 | A | None |  |  |  | 80 | 54 | 2052 | 25240 | 1972 | 63.1
L-32-08-L-32-12 | BO2 | 128 | VCP | 6 | 731 FAIRVIEW RD | Ojai | 3 | 0.01417 | 1972 | U-26-230 | A | None |  |  |  | 80 | 54 | 2052 | 51200 | 1972 | 128
L-32-12-L-32-13 | BO2 | 394 | VCP | 6 | 526 N LA LUNA AVE | Ojai | 2 | 0.024 | 1965 | U-26-376 | A | None | MH L-32-13 IS A DROP MH |  |  | 80 | 61 | 2045 | 157600 | 1965 | 394
L-32-13-L-32-14 | BO2 | 198 | VCP | 6 | 431 N LA LUNA AVE | Ojai | 2 | 0.00598 | 1965 | U-26-376 | A | None | MH L-32-13 IS A DROP MH |  |  | 80 | 61 | 2045 | 79200 | 1965 | 198
L-32-14-L-31-50 | BO2 | 227 | VCP | 6 | 473 N LA LUNA AVE | Ojai | 2 | 0.00599 | 1965 | U-26-376 | A | None |  |  |  | 80 | 61 | 2045 | 90800 | 1965 | 227
K-32-05-K-32-06 | BO2 | 289 | VCP | 6 | 587 RICE RD | Ojai | 2 | 0.00592 | 1965 | U-26-372 | A | None |  |  |  | 80 | 61 | 2045 | 115600 | 1965 | 289
L-32-01-K-32-03 | BO2 | 75 | VCP | 6 | 932 FAIRVIEW RD | Ojai | 3 | 0 | 1965 | U-26-405 | A | None |  |  |  | 80 | 61 | 2045 | 30000 | 1965 | 75
K-32-02-K-32-03 | BO2 | 152.5 | VCP | 6 | 950 FAIRVIEW RD | Ojai | 2 | 0 | 1966 | U-26-223 | A | None | EASEMENT LINE. THIS LINE SEGMENT HAS 2 U NUMBERS THE OTHER IS U-26-223 |  |  | 80 | 60 | 2046 | 61000 | 1966 | 152.5
K-32-03-K-32-04 | BO2 | 322 | VCP | 6 | 930 FAIRVIEW RD | Ojai | 2 | 0.0054 | 1965 | U-26-405 | A | None |  |  |  | 80 | 61 | 2045 | 128800 | 1965 | 322
K-32-04-K-32-05 | BO2 | 384 | VCP | 6 | 1010 FAIRVIEW RD | Ojai | 2 | 0.00599 | 1965 | U-26-405 | A | None |  |  |  | 80 | 61 | 2045 | 153600 | 1965 | 384
K-32-07-K-32-06 | BO2 | 355 | VCP | 6 | 1031 DOMINION DR | Ojai | 2 | 0.00894 | 1965 | U-26-406 | A | None |  |  |  | 80 | 61 | 2045 | 142000 | 1965 | 355
K-32-06-K-32-08 | BO2 | 105 | VCP | 6 | 528 RICE RD | Ojai | 2 | 0.00611 | 1965 | U-26-372 | A | None |  |  |  | 80 | 61 | 2045 | 42000 | 1965 | 105
K-32-08-K-31-01 | BO2 | 331 | VCP | 6 | 480 N Rice Rd | Ojai | 2 | 0.0342 | 1965 | U-26-372 | A | None |  |  |  | 80 | 61 | 2045 | 132400 | 1965 | 331
L-32-05-L-32-03 | BO2 | 390 | VCP | 6 | 800 FAIRVIEW RD | Ojai | 2 | 0 | 1965 | U-26-405 | A | None |  |  |  | 80 | 61 | 2045 | 156000 | 1965 | 390
L-32-03-L-32-01 | BO2 | 425.2 | VCP | 6 | 932 FAIR VEIW RD | Ojai | 2 | 0.27083 | 1965 | U-26-405 | A | None |  |  |  | 80 | 61 | 2045 | 170080 | 1965 | 425.2
I-26-10-I-26-11 | BO3 | 137 | VCP | 10 | 409 OLD BALDWIN RD | Ojai | 2 | 0.01173 | 1969 | U-26-713 | A | None |  |  |  | 80 | 57 | 2049 | 20892.5 | 1969 | 137
K-28-12-K-28-13 | BO3 | 296 | VCP | 15 | 1072 TICO RD | Ojai | 2 | 0.03664 | 1965 | U-26-387 | A | None |  |  |  | 80 | 61 | 2045 | 67710 | 1965 | 296
K-28-13-K-28-15 | BO3 | 188 | VCP | 15 | 1114 TICO RD | Ojai | 2 | 0.0084 | 1965 | U-26-387 | A | None |  |  |  | 80 | 61 | 2045 | 43005 | 1965 | 188
K-27-18-K-27-17 | BO3 | 360 | VCP | 6 | 1498 ORCHARD DR | Ojai | 2 | 0.01604 | 1965 | U-26-382 | A | None |  |  |  | 80 | 61 | 2045 | 144000 | 1965 | 360
K-27-02-K-27-01 | BO3 | 262 | VCP | 6 | 1348 CRUZERO ST | Ojai | 2 | 0.00599 | 1965 | U-26-415 | E | None | EASEMENT |  |  | 80 | 61 | 2045 | 104800 | 1965 | 262
K-27-03-K-27-02 | BO3 | 162 | VCP | 6 | 1348 CRUZERO ST | Ojai | 2 | 0.00728 | 1965 | U-26-415 | E | None |  |  |  | 80 | 61 | 2045 | 64800 | 1965 | 162
K-27-26-K-27-03 | BO3 | 241 | VCP | 6 | 1261 TICO RD | Ojai | 2 | 0.00293 | 1965 | U-26-415 | E | None | HAD TO CLEAN FROM MH K-27-02 |  |  | 80 | 61 | 2045 | 96400 | 1965 | 241
K-27-04-K-27-26 | BO3 | 250 | VCP | 6 | 1259 TICO RD. | Ojai | 2 | 0.00598 | 1965 | U-26-415 | E | None | HAD TO CLEAN MH K-27-02 |  |  | 80 | 61 | 2045 | 100000 | 1965 | 250
K-27-05-K-27-06 | BO3 | 379 | VCP | 6 | 11672 VENTURA AVE | Ojai | 2 | 0.00625 | 1965 | U-26-379 | A | None | MH K-27-06 IS A DROP MH |  |  | 80 | 61 | 2045 | 151600 | 1965 | 379
K-27-08-K-27-07 | BO3 | 175 | VCP | 6 | 11706 N VENTURA AVE | Ojai | 2 | 0.04571 | 1965 | U-26-419 | E | None |  |  |  | 80 | 61 | 2045 | 70000 | 1965 | 175
K-27-07-K-27-06 | BO3 | 100 | VCP | 6 | 11706 VENTURA AVE | Ojai | 2 | 0.00585 | 1965 | U-26-379 | A | None | MH K-27-06 IS A DROP MH |  |  | 80 | 61 | 2045 | 40000 | 1965 | 100
K-27-06-K-27-04 | BO3 | 232.5 | VCP | 6 | 11700 N VENTURA AVE | Ojai | 2 | 0.02188 | 1965 | U-26-387 | A | None | has different pipes in line. |  |  | 80 | 61 | 2045 | 93000 | 1965 | 232.5
K-27-11-K-27-27 | BO3 | 278 | VCP | 6 | 11776 N VENTURA AVE | Ojai | 2 | 0 | 1965 | U-26-379 | L | None |  |  |  | 80 | 61 | 2045 | 111200 | 1965 | 278
K-27-28-K-27-27 | BO3 | 109 | VCP | 6 | 11751 N VENTURA AVE | Ojai | 2 | 0 | 1960 | NONE | E | None | LINES COMING INTO MH K-27-28 ARE LATERALS. 50' 6" VCP IN 14'" STL. CASING |  |  | 80 | 66 | 2040 | 43600 | 1960 | 109
K-27-27-K-27-10 | BO3 | 78 | VCP | 6 | 11776 VENTURA AVE | Ojai | 2 | 0 | 1965 | U-26-379 | L | None |  |  |  | 80 | 61 | 2045 | 31200 | 1965 | 78
K-27-13-K-27-12 | BO3 | 166 | VCP | 6 | 365 CORTA ST | Ojai | 4 | 0 | 1965 | U-26-419 | E | None |  |  |  | 80 | 61 | 2045 | 66400 | 1965 | 166
K-27-12-K-27-10 | BO3 | 396 | VCP | 6 | 11758 N VENTURA AVE | Ojai | 3 | 0.05793 | 1965 | U-26-419 | E | None |  |  |  | 80 | 61 | 2045 | 158400 | 1965 | 396
K-27-10-K-27-09 | BO3 | 285 | VCP | 6 | 11748 VENTURA AVE | Ojai | 2 | 0.00598 | 1965 | U-26-379 | L | None | WHEN LINE CLEANING RUN ONLY AT 800 PSI!!! |  |  | 80 | 61 | 2045 | 114000 | 1965 | 285
K-27-09-K-27-07 | BO3 | 365 | VCP | 6 | 1318 ORCHARD DR | Ojai | 2 | 0.00599 | 1965 | U-26-379 | A | None | ADDRESS 11714 HAS HAD TOILET BUBBLE OVER WHEN LINE CLEANED WITH VACTOR. |  |  | 80 | 61 | 2045 | 146000 | 1965 | 365
K-27-16-K-27-09 | BO3 | 406 | VCP | 6 | 1402 ORCHARD DR | Ojai | 2 | 0.09323 | 1965 | U-26-383 | A | None |  |  |  | 80 | 61 | 2045 | 162400 | 1965 | 406
K-27-15-K-27-16 | BO3 | 254 | VCP | 6 | 405 CORTA ST | Ojai | 2 | 0.01024 | 1965 | U-26-383 | A | None |  |  |  | 80 | 61 | 2045 | 101600 | 1965 | 254
K-27-17-K-27-16 | BO3 | 332 | VCP | 6 | 1452 ORCHARD DR | Ojai | 2 | 0.01325 | 1965 | U-26-382 | A | None |  |  |  | 80 | 61 | 2045 | 132800 | 1965 | 332
K-27-14-K-27-15 | BO3 | 206 | VCP | 6 | 336 CORTA ST | Ojai | 2 | 0.05947 | 1965 | U-26-383 | A | None | LATERAL IN MH K-27-14 STOP AT 200 FT |  |  | 80 | 61 | 2045 | 82400 | 1965 | 206
L-27-06-L-27-05 | BO3 | 279 | VCP | 6 | 1585 S LOMA DR | Ojai | 2 | 0.09333 | 1965 | U-26-390 | A | None |  |  |  | 80 | 61 | 2045 | 111600 | 1965 | 279
L-27-05-L-27-04 | BO3 | 401 | VCP | 6 | 1539 S LOMA DR | Ojai | 2 | 0.04239 | 1965 | U-26-390 | A | None |  |  |  | 80 | 61 | 2045 | 160400 | 1965 | 401
L-27-04-L-27-03 | BO3 | 399 | VCP | 6 | 1437 S LOMA DR | Ojai | 2 | 0.04185 | 1965 | U-26-390 | A | None |  |  |  | 80 | 61 | 2045 | 159600 | 1965 | 399
L-27-03-L-27-02 | BO3 | 372 | VCP | 6 | 1371 S LOMA DR | Ojai | 2 | 0.00602 | 1965 | U-26-390 | A | None |  |  |  | 80 | 61 | 2045 | 148800 | 1965 | 372
L-27-02-K-27-11 | BO3 | 325 | VCP | 6 | 11794 VENTURA AVE | Ojai | 2 | 0.01052 | 1965 | U-26-379 | A | None |  |  |  | 80 | 61 | 2045 | 130000 | 1965 | 325
J-27-01-J-27-02 | BO3 | 344 | VCP | 6 | 1420 S RICE RD | Ojai | 2 | 0.01991 | 1965 | U-26-369 | A | None |  |  |  | 80 | 61 | 2045 | 137600 | 1965 | 344
K-28-11-K-28-12 | BO3 | 300 | VCP | 15 | 994 TICO RD | Ojai | 2 | 0.0363 | 1965 | U-26-387 | A | None |  |  |  | 80 | 61 | 2045 | 68625 | 1965 | 300
K-28-10-K-28-11 | BO3 | 299 | VCP | 15 | 938 TICO RD | Ojai | 2 | 0.0211 | 1965 | U-26-387 | A | None |  |  |  | 80 | 61 | 2045 | 68396.25 | 1965 | 299
K-28-21-K-28-20 | BO3 | 150 | VCP | 15 | 582 CRUZERO ST | Ojai | 2 | 0.00413 | 1965 | U-26-386 | A | None |  |  |  | 80 | 61 | 2045 | 34312.5 | 1965 | 150
K-28-20-K-28-19 | BO3 | 378 | VCP | 15 | 1217 CRUZERO ST | Ojai | 2 | 0.02011 | 1965 | U-26-385 | A | None |  |  |  | 80 | 61 | 2045 | 86467.5 | 1965 | 378
J-27-06-J-27-05 | BO3 | 317 | VCP | 8 | 211 BALDWIN RD | Ojai | 2 | 0.05003 | 1970 | U-26-222 | A | None |  |  |  | 80 | 56 | 2050 | 38674 | 1970 | 317
J-27-05-J-27-04 | BO3 | 191 | VCP | 8 | 211 BALDWIN RD | Ojai | 2 | 0.04995 | 1970 | U-26-222 | A | None |  |  |  | 80 | 56 | 2050 | 23302 | 1970 | 191
J-27-08-J-27-07 | BO3 | 110 | VCP | 8 | 70 BALDWIN RD | Ojai | 2 | 0.007 | 1970 | U-26-222 | L | None |  |  |  | 80 | 56 | 2050 | 13420 | 1970 | 110
J-27-07-J-27-06 | BO3 | 97 | VCP | 8 | 70 BALDWIN RD | Ojai | 2 | 0.04214 | 1970 | U-26-222 | A | None |  |  |  | 80 | 56 | 2050 | 11834 | 1970 | 97
J-27-17-J-27-30 | BO3 | 130 | VCP | 6 | 1499 S LA LUNA AVE | Ojai | 2 | 0 | 1965 | U-26-373 | A | None |  |  |  | 80 | 61 | 2045 | 52000 | 1965 | 130
J-27-31-J-27-30 | BO3 | 216 | VCP | 6 | 1466 CALLE DE LA LUNA AVE | Ojai | 2 | 0 | 1988 | U-26-547 | A | None |  |  |  | 80 | 38 | 2068 | 86400 | 1988 | 216
J-27-30-J-27-16 | BO3 | 197 | VCP | 6 | 1450 S LA LUNA AVE | Ojai | 2 | 0 | 1965 | U-26-373 | A | None |  |  |  | 80 | 61 | 2045 | 78800 | 1965 | 197
K-28-19-K-27-01 | BO3 | 383 | VCP | 15 | 1259 CRUZERO ST | Ojai | 2 | 0.0329 | 1965 | U-26-385 | A | None |  |  |  | 80 | 61 | 2045 | 87611.25 | 1965 | 383
K-29-08-K-29-19 | BO3 | 280 | VCP | 15 | 491 W LOMITA AVE | Ojai | 2 | 0.00334 | 1965 | U-26-417 | E | None |  |  |  | 80 | 61 | 2045 | 64050 | 1965 | 280
K-29-19-K-29-18 | BO3 | 396 | VCP | 15 | 557 TICO RD | Ojai | 2 | 0.00299 | 1965 | U-26-417 | E | None | Necessary to clean and vacuum line segment K-29-08 to K-29-19 before videoing K-29-19 to K-29-18.The camera couldn't drive past rocks and debris . |  |  | 80 | 61 | 2045 | 90585 | 1965 | 396
J-27-21-J-27-20 | BO3 | 329 | VCP | 6 | 1470 CRUZERO ST | Ojai | 2 | 0.05529 | 1965 | U-26-385 | A | None |  |  |  | 80 | 61 | 2045 | 131600 | 1965 | 329
K-29-18-K-29-17 | BO3 | 253 | VCP | 15 | 571 TICO RD | Ojai | 2 | 0.01154 | 1965 | U-26-417 | E | None |  |  |  | 80 | 61 | 2045 | 57873.75 | 1965 | 253
K-29-17-K-29-16 | BO3 | 248 | VCP | 15 | 585 TICO RD | Ojai | 2 | 0.0136 | 1965 | U-26-417 | E | None |  |  |  | 80 | 61 | 2045 | 56730 | 1965 | 248
J-27-15-J-27-16 | BO3 | 174 | VCP | 8 | 1419 S LA LUNA AVE | Ojai | 2 | 0.00443 | 1965 | U-26-373 | A | None |  |  |  | 80 | 61 | 2045 | 21228 | 1965 | 174
J-27-14-J-27-15 | BO3 | 400 | VCP | 6 | 1350 S LA LUNA AVE | Ojai | 2 | 0.0284 | 1965 | U-26-373 | A | None |  |  |  | 80 | 61 | 2045 | 160000 | 1965 | 400
J-27-29-K-27-01 | BO3 | 216 | VCP | 6 | 1304 S LA LUNA AVE | Ojai | 2 | 0.00602 | 1965 | U-26-415 | A | None | REVEARSE |  |  | 80 | 61 | 2045 | 86400 | 1965 | 216
I-27-05-I-27-06 | BO3 | 400 | VCP | 8 | 409 OLD BALDWIN RD | Ojai | 2 | 0.0099 | 1969 | U-26-225 | E | None |  |  |  | 80 | 57 | 2049 | 48800 | 1969 | 400
I-27-07-I-27-08 | BO3 | 400 | VCP | 8 | 409 OLD BALDWIN RD | Ojai | 2 | 0.0198 | 1969 | U-26-225 | E | None |  |  |  | 80 | 57 | 2049 | 48800 | 1969 | 400
I-27-08-I-27-09 | BO3 | 401 | VCP | 8 | 409 OLD BALDWIN RD | Ojai | 2 | 0.01771 | 1969 | U-26-225 | E | None |  |  |  | 80 | 57 | 2049 | 48922 | 1969 | 401
I-27-09-I-26-10 | BO3 | 401 | VCP | 10 | 409 OLD BALDWIN RD | Ojai | 2 | 0.00397 | 1969 | U-26-225 | I | None | 10" FROM I-27-09 TO I-26-02 |  |  | 80 | 57 | 2049 | 61152.5 | 1969 | 401
K-29-16-K-29-20 | BO3 | 211 | VCP | 15 | 571 PALA DR | Ojai | 2 | 0.02464 | 1965 | U-26-417 | E | None |  |  |  | 80 | 61 | 2045 | 48266.25 | 1965 | 211
K-29-20-K-29-21 | BO3 | 383 | VCP | 15 | 701 TICO RD | Ojai | 2 | 0.03916 | 1965 | U-26-417 | E | None |  |  |  | 80 | 61 | 2045 | 87611.25 | 1965 | 383
K-29-21-K-29-22 | BO3 | 414 | VCP | 15 | 710 S LA LUNA AVE | Ojai | 2 | 0.00442 | 1965 | U-26-417 | A | None |  |  |  | 80 | 61 | 2045 | 94702.5 | 1965 | 414
K-29-22-K-29-23 | BO3 | 226 | VCP | 15 | 753 TICO RD | Ojai | 2 | 0.02752 | 1965 | U-26-388 | A | None |  |  |  | 80 | 61 | 2045 | 51697.5 | 1965 | 226
K-29-23-K-29-24 | BO3 | 187 | VCP | 15 | 811 TICO RD | Ojai | 2 | 0.03021 | 1965 | U-26-388 | A | None |  |  |  | 80 | 61 | 2045 | 42776.25 | 1965 | 187
I-28-12-I-28-13 | BO3 | 261 | VCP | 6 | 1254 FERRARA DR | Ojai | 2 | 0.01996 | 1968 | U-26-529 | A | None |  |  |  | 80 | 58 | 2048 | 104400 | 1968 | 261
I-28-13-I-28-06 | BO3 | 399 | VCP | 8 | 1254 FERRARA DR | Ojai | 2 | 0.04213 | 1968 | U-26-530 | A | None |  |  |  | 80 | 58 | 2048 | 48678 | 1968 | 399
I-28-06-I-28-07 | BO3 | 411 | VCP | 10 | 1055 MORENO DR | Ojai | 2 | 0.0032 | 1968 | U-26-527 | A | None |  |  |  | 80 | 58 | 2048 | 62677.5 | 1968 | 411
I-28-14-I-28-07 | BO3 | 174 | VCP | 6 | 1221 SIERRA CT | Ojai | 2 | 0.02928 | 1968 | U-26-529 | A | None |  |  |  | 80 | 58 | 2048 | 69600 | 1968 | 174
I-28-07-I-28-08 | BO3 | 221 | VCP | 10 | 1107 MORENO DR | Ojai | 2 | 0.00468 | 1968 | U-26-527 | A | None |  |  |  | 80 | 58 | 2048 | 33702.5 | 1968 | 221
I-28-08-I-28-09 | BO3 | 248 | VCP | 10 | 1157 MORENO DR | Ojai | 2 | 0.0032 | 1968 | U-26-527 | A | None |  |  |  | 80 | 58 | 2048 | 37820 | 1968 | 248
I-28-15-I-28-16 | BO3 | 295 | VCP | 8 | 1084 CAPELLO WAY | Ojai | 2 | 0.01969 | 1968 | U-26-533 | A | None |  |  |  | 80 | 58 | 2048 | 35990 | 1968 | 295
I-28-10-I-28-09 | BO3 | 395 | VCP | 8 | 1195 ALVIRIA DR | Ojai | 2 | 0.00395 | 1968 | U-26-526 | A | None |  |  |  | 80 | 58 | 2048 | 48190 | 1968 | 395
I-28-09-I-28-18 | BO3 | 220 | VCP | 10 | 1207 MORENO DR | Ojai | 2 | 0.00348 | 1968 | U-26-544 | E | None |  |  |  | 80 | 58 | 2048 | 33550 | 1968 | 220
I-28-04-I-28-05 | BO3 | 400 | VCP | 8 | 409 OLD BALDWIN RD | Ojai | 2 | 0.01783 | 1969 | U-26-544 | E | None |  |  |  | 80 | 57 | 2049 | 48800 | 1969 | 400
I-28-05-I-27-11 | BO3 | 220 | VCP | 8 | 409 OLD BALDWIN RD | Ojai | 2 | 0.01775 | 1969 | U-26-225 | E | None |  |  |  | 80 | 57 | 2049 | 26840 | 1969 | 220
J-28-03-J-28-02 | BO3 | 248 | VCP | 6 | 1127 FIERRO DR | Ojai | 2 | 0.00789 | 1968 | U-26-532 | A | None |  |  |  | 80 | 58 | 2048 | 99200 | 1968 | 248
J-28-02-J-28-01 | BO3 | 267 | VCP | 6 | 1205 FIERRO DR | Ojai | 2 | 0.00786 | 1968 | U-26-532 | A | None |  |  |  | 80 | 58 | 2048 | 106800 | 1968 | 267
J-28-01-I-28-11 | BO3 | 387 | VCP | 8 | 1205 FIERRO DR | Ojai | 2 | 0.00005 | 1968 | U-26-531 | A | None |  |  |  | 80 | 58 | 2048 | 47214 | 1968 | 387
J-28-11-J-28-12 | BO3 | 301 | VCP | 6 | 958 RICE RD | Ojai | 2 | 0.02113 | 1965 | U-26-370 | A | None |  |  |  | 80 | 61 | 2045 | 120400 | 1965 | 301
J-28-06-J-28-07 | BO3 | 301 | VCP | 6 | 1026 GRANITO DR | Ojai | 2 | 0.01628 | 1968 | U-26-536 | A | None |  |  |  | 80 | 58 | 2048 | 120400 | 1968 | 301
J-28-05-J-28-04 | BO3 | 134 | VCP | 6 | 1007 CAPELLO WAY | Ojai | 2 | 0.00786 | 1968 | U-26-533 | A | None |  |  |  | 80 | 58 | 2048 | 53600 | 1968 | 134
J-28-04-I-28-15 | BO3 | 260 | VCP | 6 | 1043 CAPELLO WAY | Ojai | 2 | 0.02405 | 1968 | U-26-533 | A | None |  |  |  | 80 | 58 | 2048 | 104000 | 1968 | 260
J-28-12-J-28-13 | BO3 | 400 | VCP | 6 | 994 RICE RD | Ojai | 2 | 0 | 1965 | U-26-369 | A | None |  |  |  | 80 | 61 | 2045 | 160000 | 1965 | 400
J-28-07-J-28-08 | BO3 | 390 | VCP | 6 | 1084 GRANITO DR | Ojai | 2 | 0.02735 | 1968 | U-26-534 | A | None |  |  |  | 80 | 58 | 2048 | 156000 | 1968 | 390
I-28-16-J-28-08 | BO3 | 305 | VCP | 8 | 1145 CAPELLO WAY | Ojai | 2 | 0.00393 | 1968 | U-26-533 | A | None |  |  |  | 80 | 58 | 2048 | 37210 | 1968 | 305
J-28-13-J-28-14 | BO3 | 251 | VCP | 6 | 1094 RICE RD | Ojai | 2 | 0.01952 | 1965 | U-26-369 | A | None |  |  |  | 80 | 61 | 2045 | 100400 | 1965 | 251
J-28-08-J-28-09 | BO3 | 328 | VCP | 8 | 1150 GRANITO DR | Ojai | 2 | 0.0221 | 1968 | U-26-534 | A | None |  |  |  | 80 | 58 | 2048 | 40016 | 1968 | 328
J-28-10-J-28-09 | BO3 | 209 | VCP | 8 | 1114 ALVIRIA DR | Ojai | 2 | 0.01731 | 1968 | U-26-526 | A | None |  |  |  | 80 | 58 | 2048 | 25498 | 1968 | 209
J-28-09-I-28-10 | BO3 | 280 | VCP | 8 | 1150 ALVIRIA DR | Ojai | 2 | 0.01379 | 1968 | U-26-526 | A | None |  |  |  | 80 | 58 | 2048 | 34160 | 1968 | 280
J-28-14-J-28-15 | BO3 | 322 | VCP | 6 | 1134 RICE RD | Ojai | 2 | 0.02425 | 1965 | U-26-369 | A | None |  |  |  | 80 | 61 | 2045 | 128800 | 1965 | 322
J-28-18-J-28-15 | BO3 | 198 | VCP | 6 | 1204 S RICE RD | Ojai | 2 | 0.00788 | 1965 | U-26-423 | E | None |  |  |  | 80 | 61 | 2045 | 79200 | 1965 | 198
J-28-21-J-28-20 | BO3 | 237 | VCP | 6 | 1109 S LA LUNA AVE | Ojai | 2 | 0.02273 | 1965 | U-26-423 | E | None | LATERAL COMING FROM THE NORTH |  |  | 80 | 61 | 2045 | 94800 | 1965 | 237
J-28-20-J-28-19 | BO3 | 248 | VCP | 6 | 1151 S LA LUNA AVE | Ojai | 2 | 0.02282 | 1965 | U-26-423 | E | None |  |  |  | 80 | 61 | 2045 | 99200 | 1965 | 248
J-28-19-J-28-18 | BO3 | 253 | VCP | 6 | 1223 S LA LUNA AVE | Ojai | 2 | 0.00617 | 1965 | U-26-423 | E | None |  |  |  | 80 | 61 | 2045 | 101200 | 1965 | 253
J-28-15-J-28-16 | BO3 | 326 | VCP | 6 | 1204 RICE RD | Ojai | 2 | 0.02152 | 1965 | U-26-369 | A | None |  |  |  | 80 | 61 | 2045 | 130400 | 1965 | 326
J-28-16-J-28-17 | BO3 | 346 | VCP | 6 | 1272 S. RICE RD | Ojai | 2 | 0 | 1965 | U-26-369 | A | None |  |  |  | 80 | 61 | 2045 | 138400 | 1965 | 346
J-28-17-J-27-01 | BO3 | 350 | VCP | 6 | 1370 S. RICE RD | Ojai | 2 | 0.018 | 1965 | U-26-369 | A | None |  |  |  | 80 | 61 | 2045 | 140000 | 1965 | 350
K-29-24-K-28-10 | BO3 | 334 | VCP | 15 | 880 TICO RD | Ojai | 2 | 0.10078 | 1965 | U-26-387 | A | None |  |  |  | 80 | 61 | 2045 | 76402.5 | 1965 | 334
J-28-26-J-27-14 | BO3 | 406 | VCP | 6 | 1253 S LA LUNA AVE | Ojai | 2 | 0 | 1965 | U-26-373 | A | None |  |  |  | 80 | 61 | 2045 | 162400 | 1965 | 406
J-28-25-J-28-26 | BO3 | 395 | VCP | 6 | 1195 S LA LUNA AVE | Ojai | 2 | 0.03215 | 1965 | U-26-373 | A | None |  |  |  | 80 | 61 | 2045 | 158000 | 1965 | 395
J-28-24-J-28-25 | BO3 | 400 | VCP | 6 | 1085 S LA LUNA AVE | Ojai | 2 | 0.0355 | 1965 | U-26-373 | A | None |  |  |  | 80 | 61 | 2045 | 160000 | 1965 | 400
J-28-23-J-28-24 | BO3 | 401 | VCP | 6 | 1019 S LA LUNA AVE | Ojai | 2 | 0.08728 | 1965 | U-26-373 | A | None |  |  |  | 80 | 61 | 2045 | 160400 | 1965 | 401
J-28-22-J-28-23 | BO3 | 400 | VCP | 6 | 937 S LA LUNA AVE | Ojai | 2 | 0 | 1965 | U-26-373 | A | None |  |  |  | 80 | 61 | 2045 | 160000 | 1965 | 400
J-28-27-J-28-28 | BO3 | 100 | VCP | 6 | 870 OAKWOOD ST | Ojai | 2 | 0.056 | 1980 | 55132 | A | None |  |  |  | 80 | 46 | 2060 | 40000 | 1980 | 100
J-28-28-J-28-29 | BO3 | 254 | VCP | 8 | 551 OAKWOOD ST | Ojai | 2 | 0.00591 | 1980 | 55133 | A | None |  |  |  | 80 | 46 | 2060 | 30988 | 1980 | 254
J-28-29-J-28-30 | BO3 | 163 | VCP | 8 | 974 COTTONWOOD AVE | Ojai | 2 | 0.02086 | 1980 | 55133 | A | None |  |  |  | 80 | 46 | 2060 | 19886 | 1980 | 163
K-28-24-K-28-31 | BO3 | 238 | VCP | 6 | 320 CRUZERO ST | Ojai | 2 | 0 | 1965 | U-26-419 | E | None |  |  |  | 80 | 61 | 2045 | 95200 | 1965 | 238
K-28-31-K-28-30 | BO3 | 244 | VCP | 8 | 342 CRUZERO ST | Ojai | 2 | 0.00402 | 1965 | U-26-386 | A | None |  |  |  | 80 | 61 | 2045 | 29768 | 1965 | 244
K-28-29-K-28-30 | BO3 | 360 | VCP | 6 | 1154 EL CENTRO ST | Ojai | 2 | 0.00903 | 1965 | U-26-389 | A | None |  |  |  | 80 | 61 | 2045 | 144000 | 1965 | 360
K-28-30-K-28-23 | BO3 | 405 | VCP | 8 | 378 CRUZERO ST | Ojai | 2 | 0.00399 | 1965 | U-26-386 | A | None |  |  |  | 80 | 61 | 2045 | 49410 | 1965 | 405
K-28-23-K-28-21 | BO3 | 322 | VCP | 8 | 492 CRUZERO ST | Ojai | 2 | 0.00488 | 1965 | U-26-386 | A | None | drop manhole |  |  | 80 | 61 | 2045 | 39284 | 1965 | 322
K-28-17-K-28-16 | BO3 | 141 | VCP | 6 | 1157 TICO RD | Ojai | 2 | 0.0144 | 1967 | U-26-217 | E | None |  |  |  | 80 | 59 | 2047 | 56400 | 1967 | 141
K-28-16-K-28-15 | BO3 | 300 | VCP | 6 | 1164 TICO RD | Ojai | 2 | 0.0099 | 1967 | U-26-217 | A | None |  |  |  | 80 | 59 | 2047 | 120000 | 1967 | 300
H-17-11-H-17-10 | AO9 | 24 | VCP | 24 | SULFUR MOUNTAIN RD | Oak View | 1 | 0.01292 | 1969 | U-26-447 | L | None |  |  |  | 80 | 57 | 2049 | 8784 | 1969 | 24
H-18-22-H-17-11 | AO9 | 58 | VCP | 24 | SULFUR MOUNTAIN RD | Oak View | 1 | 0.03948 | 1969 | U-26-447 | F | None | THIS LINE SEGMENT IS THE SULFUR MOUNTAIN RD. METER, WITH A 12 INCH PARSHALL FLUM |  |  | 80 | 57 | 2049 | 21228 | 1969 | 58
K-28-28-K-28-29 | BO3 | 397 | VCP | 6 | 1133 EL CENTRO ST | Ojai | 2 | 0.0108 | 1965 | U-26-389 | A | None |  |  |  | 80 | 61 | 2045 | 158800 | 1965 | 397
K-28-14-K-28-13 | BO3 | 357 | VCP | 6 | 1114 TICO RD | Ojai | 2 | 0.00924 | 1965 | U-26-218 | E | None | mh ln back of feed store lot against back fence |  |  | 80 | 61 | 2045 | 142800 | 1965 | 357
H-18-23-H-18-22 | AO9 | 20 | VCP | 24 | SULFUR MOUNTAIN RD | Oak View | 1 | 0.005 | 1969 | U-26-447 | L | None | MH H-18-23 IS THE DIVERSION MH FOR THE SULFUR MOUNTAIN RD. METER |  |  | 80 | 57 | 2049 | 7320 | 1969 | 20
H-18-21-H-18-23 | AO9 | 120 | VCP | 24 | SULFUR MOUNTAIN RD | Oak View | 1 | 0.03283 | 1969 | U-26-442 | L | None |  |  |  | 80 | 57 | 2049 | 43920 | 1969 | 120
K-28-27-K-28-28 | BO3 | 396 | VCP | 6 | 1016 EL CENTRO ST | Ojai | 2 | 0.0137 | 1965 | U-26-389 | A | None |  |  |  | 80 | 61 | 2045 | 158400 | 1965 | 396
H-18-18-H-18-19 | AO9 | 173 | VCP | 21 | SULFUR MOUNTAIN RD | Oak View | 1 | 0.00301 | 1969 | U-26-445 | A | None |  |  |  | 80 | 57 | 2049 | 55403.25 | 1969 | 173
H-18-17-H-18-18 | AO9 | 267 | VCP | 21 | SULFUR MOUNTAIN RD | Oak View | 1 | 0.00299 | 1969 | U-26-445 | A | None |  |  |  | 80 | 57 | 2049 | 85506.75 | 1969 | 267
K-28-25-K-28-27 | BO3 | 427 | VCP | 6 | 920 EL CENTRO ST | Ojai | 2 | 0.07681 | 1965 | U-26-389 | A | None |  |  |  | 80 | 61 | 2045 | 170800 | 1965 | 427
K-28-05-K-28-06 | BO3 | 306 | VCP | 6 | 941 OAKWOOD ST | Ojai | 2 | 0.01794 | 1965 | U-26-416 | E | None |  |  |  | 80 | 61 | 2045 | 122400 | 1965 | 306
K-28-06-K-28-07 | BO3 | 98 | VCP | 6 | 873 OAKWOOD ST | Ojai | 2 | 0.03073 | 1965 | U-26-416 | E | None |  |  |  | 80 | 61 | 2045 | 39200 | 1965 | 98
K-28-01-J-28-28 | BO3 | 225 | VCP | 6 | 790 OAKWOOD ST | Ojai | 2 | 0.00916 | 1980 | 55132 | A | None |  |  |  | 80 | 46 | 2060 | 90000 | 1980 | 225
K-28-04-K-28-07 | BO3 | 14 | VCP | 6 | 785 QUAIL ST | Ojai | 2 | 0 | 1980 | 55133 | E | None |  |  |  | 80 | 46 | 2060 | 5600 | 1980 | 14
K-28-03-K-28-04 | BO3 | 102 | VCP | 8 | 785 QUAIL ST | Ojai | 2 | 0 | 1980 | 55133 | E | None |  |  |  | 80 | 46 | 2060 | 12444 | 1980 | 102
K-28-02-K-28-03 | BO3 | 295 | VCP | 8 | 777 QUAIL ST | Ojai | 2 | 0.00708 | 1980 | 55133 | A | None | THIS LINE SEGMENTS' DOWNSTREAM MH K-28-03 IS IN AN EASEMENT |  |  | 80 | 46 | 2060 | 35990 | 1980 | 295
J-28-30-K-28-02 | BO3 | 263 | VCP | 8 | 856 QUAIL ST | Ojai | 2 | 0 | 1980 | 55133 | A | None |  |  |  | 80 | 46 | 2060 | 32086 | 1980 | 263
K-28-07-K-28-08 | BO3 | 385 | VCP | 6 | 785 QUAIL ST | Ojai | 2 | 0.00598 | 1965 | U-26-416 | A | None |  |  |  | 80 | 61 | 2045 | 154000 | 1965 | 385
K-28-08-K-28-09 | BO3 | 282 | VCP | 6 | 1073 TICO RD | Ojai | 2 | 0.01812 | 1965 | U-26-416 | E | None |  |  |  | 80 | 61 | 2045 | 112800 | 1965 | 282
K-28-09-K-28-13 | BO3 | 377 | VCP | 6 | 1109 TICO RD | Ojai | 2 | 0 | 1965 | U-26-416 | E | None |  |  |  | 80 | 61 | 2045 | 150800 | 1965 | 377
H-18-16-H-18-17 | AO9 | 201 | VCP | 21 | SULFUR MOUNTAIN RD | Oak View | 1 | 0.00306 | 1969 | U-26-445 | A | None |  |  |  | 80 | 57 | 2049 | 64370.25 | 1969 | 201
K-28-22-K-27-04 | BO3 | 426 | VCP | 6 | 1223 TICO RD | Ojai | 2 | 0.00601 | 1965 | U-26-387 | A | None |  |  |  | 80 | 61 | 2045 | 170400 | 1965 | 426
H-18-15-H-18-16 | AO9 | 275 | VCP | 21 | SULFUR MOUNTAIN RD | Oak View | 1 | 0.00262 | 1969 | U-26-445 | G | None | THIS LINE IS LOCATED IN THE GIRL SCOUT CAMP OFF OF SULFUR MOUNTAIN RD. |  |  | 80 | 57 | 2049 | 88068.75 | 1969 | 275
H-18-14-H-18-15 | AO9 | 532 | VCP | 21 | SULFUR MOUNTAIN RD | Oak View | 1 | 0.00299 | 1969 | U-26-445 | G | None | THIS LINE IS LOCATED IN THE GIRL SCOUT CAMP OFF OF SULFUR MOUNTAIN RD. |  |  | 80 | 57 | 2049 | 170373 | 1969 | 532
K-28-26-L-28-01 | BO3 | 396 | VCP | 6 | 925 LOMA DR | Ojai | 2 | 0.0205 | 1965 | U-26-391 | A | None |  |  |  | 80 | 61 | 2045 | 158400 | 1965 | 396
L-28-01-L-28-02 | BO3 | 393 | VCP | 6 | 990 LOMA DR | Ojai | 2 | 0.024 | 1965 | U-26-391 | A | None |  |  |  | 80 | 61 | 2045 | 157200 | 1965 | 393
L-28-02-L-28-03 | BO3 | 348 | VCP | 6 | 1049 LOMA DR | Ojai | 2 | 0.04 | 1965 | U-26-391 | A | None |  |  |  | 80 | 61 | 2045 | 139200 | 1965 | 348
L-28-03-L-28-04 | BO3 | 156 | VCP | 6 | 1103 N LOMA DR | Ojai | 2 | 0 | 1965 | U-26-391 | A | None |  |  |  | 80 | 61 | 2045 | 62400 | 1965 | 156
L-28-04-L-28-05 | BO3 | 90 | VCP | 6 | 1139 N LOMA DR | Ojai | 2 | 0 | 1965 | U-26-390 | A | None |  |  |  | 80 | 61 | 2045 | 36000 | 1965 | 90
L-28-05-L-28-07 | BO3 | 404 | VCP | 6 | 1147 N LOMA DR | Ojai | 2 | 0 | 1965 | U-26-390 | A | None |  |  |  | 80 | 61 | 2045 | 161600 | 1965 | 404
L-28-07-L-28-06 | BO3 | 189 | VCP | 8 | 1191 LOMA DR | Ojai | 2 | 0.00497 | 1965 | U-26-386 | A | None |  |  |  | 80 | 61 | 2045 | 23058 | 1965 | 189
L-28-06-K-28-31 | BO3 | 275 | VCP | 8 | 274 CRUZERO ST | Ojai | 2 | 0.00396 | 1965 | U-26-386 | A | None |  |  |  | 80 | 61 | 2045 | 33550 | 1965 | 275
L-27-01-L-28-07 | BO3 | 333 | VCP | 6 | 1291 N LOMA DR | Ojai | 2 | 0 | 1965 | U-26-390 | A | None |  |  |  | 80 | 61 | 2045 | 133200 | 1965 | 333
K-29-09-K-29-08 | BO3 | 155 | VCP | 12 | 404 LOMITA AVE | Ojai | 2 | 0.00445 | 1965 | U-26-394 | A | None | 40' OF 12" VCP INSIDE 24" STEEL PIPE. 28' OF 4" VCP INSIDE 36" STEEL PIPE |  |  | 80 | 61 | 2045 | 28365 | 1965 | 155
K-29-07-K-29-08 | BO3 | 243 | VCP | 10 | 545 W LOMITA AVE | Ojai | 2 | 0.00354 | 1965 | U-26-394 | A | None |  |  |  | 80 | 61 | 2045 | 37057.5 | 1965 | 243
H-18-13-H-18-14 | AO9 | 474 | VCP | 21 | SULFUR MOUNTAIN RD | Oak View | 1 | 0.003 | 1969 | U-26-446 | G | None | THIS LINE IS LOCATED IN THE GIRL SCOUT CAMP OFF OF SULFUR MOUNTAIN RD. |  |  | 80 | 57 | 2049 | 151798.5 | 1969 | 474
K-29-32-K-29-33 | BO3 | 241 | VCP | 8 | 545 W LOMITA AVE | Ojai | 2 | 0.00378 | 1973 | U-26-262-A | L | None | l slugde |  |  | 80 | 53 | 2053 | 29402 | 1973 | 241
K-29-33-K-29-08 | BO3 | 53 | VCP | 8 | 491 W LOMITA AVE | Ojai | 2 | 0.00382 | 1973 | U-26-262-A | L | None |  |  |  | 80 | 53 | 2053 | 6466 | 1973 | 53
K-29-31-K-29-32 | BO3 | 220 | VCP | 8 | 680 W LOMITA AVE | Ojai | 2 | 0.00418 | 1973 | U-26-262-A | L | None |  |  |  | 80 | 53 | 2053 | 26840 | 1973 | 220
H-18-12-H-18-13 | AO9 | 345 | VCP | 21 | SULFUR MOUNTAIN RD | Oak View | 1 | 0.00298 | 1969 | U-26-446 | G | None | THIS LINE IS LOCATED IN THE GIRL SCOUT CAMP OFF OF SULFUR MOUNTAIN RD. |  |  | 80 | 57 | 2049 | 110486.25 | 1969 | 345
K-29-30-K-29-31 | BO3 | 235 | VCP | 8 | 451 W LOMITA AVE | Ojai | 2 | 0.00332 | 2001 | U-26-262,U-26-262-A | L | None | l slugde l grit m roots |  |  | 80 | 25 | 2081 | 28670 | 2001 | 235
K-29-14-K-29-13 | BO3 | 374 | VCP | 6 | 514 EL SOL AVE | Ojai | 2 | 0.00602 | 1965 | U-26-392 | A | None |  |  |  | 80 | 61 | 2045 | 149600 | 1965 | 374
K-29-13-K-29-12 | BO3 | 271 | VCP | 6 | 550 EL SOL AVE | Ojai | 2 | 0.00568 | 1965 | U-26-392 | A | None | yesterday |  |  | 80 | 61 | 2045 | 108400 | 1965 | 271
K-29-10-K-29-11 | BO3 | 264 | VCP | 6 | 524 PALA RD | Ojai | 2 | 0.0577 | 1965 | U-26-392 | A | None |  |  |  | 80 | 61 | 2045 | 105600 | 1965 | 264
K-29-12-K-29-11 | BO3 | 116 | VCP | 6 | 575 EL SOL AVE | Ojai | 2 | 0.0058 | 1965 | U-26-392 | A | None |  |  |  | 80 | 61 | 2045 | 46400 | 1965 | 116
K-29-11-K-29-15 | BO3 | 220 | VCP | 6 | 559 PALA DR | Ojai | 2 | 0.08876 | 1965 | U-26-392 | A | None |  |  |  | 80 | 61 | 2045 | 88000 | 1965 | 220
H-18-09-H-18-10 | AO9 | 120 | VCP | 21 | OLD CREEK RD | Oak View | 1 | 0.03333 | 1969 | U-26-447 | E | None | EASEMENT |  |  | 80 | 57 | 2049 | 38430 | 1969 | 120
K-29-15-K-29-16 | BO3 | 44 | VCP | 6 | 571 PALA RD | Ojai | 2 | 0.01023 | 1965 | U-26-392 | A | None |  |  |  | 80 | 61 | 2045 | 17600 | 1965 | 44
H-18-08-H-18-09 | AO9 | 34 | VCP | 21 | OLD CREEK RD | Oak View | 1 | 0.08412 | 1969 | U-26-447 | L | None |  |  |  | 80 | 57 | 2049 | 10888.5 | 1969 | 34
I-19-04-I-19-05 | AO9 | 450 | VCP | 21 | 9950 OLD CREEK RD | Ventura | 1 | 0.0046 | 1969 | U-26-449 | L | None |  |  |  | 80 | 57 | 2049 | 144112.5 | 1969 | 450
J-20-02-J-20-03 | AO9 | 212 | VCP | 18 | 10200 CREEK RD | Oak View | 1 | 0.00458 | 1969 | U-26-456 | G | None | EASEMENT |  |  | 80 | 57 | 2049 | 58194 | 1969 | 212
J-20-03-J-20-04 | AO9 | 259 | VCP | 18 | 10200 CREEK RD | Oak View | 1 | 0 | 1969 | U-26-456 | A | None |  |  |  | 80 | 57 | 2049 | 71095.5 | 1969 | 259
J-20-05-I-20-08 | AO9 | 280 | VCP | 18 | 10300 CREEK RD | Oak View | 1 | 0 | 1969 | U-26-456 | A | None |  |  |  | 80 | 57 | 2049 | 76860 | 1969 | 280
K-29-27-K-29-24 | BO3 | 355 | VCP | 6 | 907 N LOMA DR | Ojai | 2 | 0.03404 | 1965 | U-26-424 | E | None | mh in church lot |  |  | 80 | 61 | 2045 | 142000 | 1965 | 355
J-21-08-J-21-09 | AO9 | 281 | VCP | 18 | 10480 CREEK RD | Oak View | 1 | 0.00441 | 1969 | U-26-457 | G | None |  |  |  | 80 | 57 | 2049 | 77134.5 | 1969 | 281
J-21-09-J-21-10 | AO9 | 298 | VCP | 18 | 10480 CREEK RD | Oak View | 1 | 0 | 1969 | U-26-456 | G | None |  |  |  | 80 | 57 | 2049 | 81801 | 1969 | 298
K-29-25-K-29-26 | BO3 | 174 | VCP | 6 | 941 OAKWOOD ST | Ojai | 2 | 0.01667 | 1965 | U-26-416 | E | None | TICO RD EASEMENT |  |  | 80 | 61 | 2045 | 69600 | 1965 | 174
K-29-26-K-28-05 | BO3 | 248 | VCP | 6 | 941 OAKWOOD ST | Ojai | 2 | 0.00601 | 1965 | U-26-416 | E | None | TICO RD EASEMENT |  |  | 80 | 61 | 2045 | 99200 | 1965 | 248
J-29-12-J-29-13 | BO3 | 400 | VCP | 6 | 570 RICE RD | Ojai | 2 | 0.01553 | 1965 | U-26-370 | A | None | MH J-29-12 IS A DROP MH |  |  | 80 | 61 | 2045 | 160000 | 1965 | 400
K-29-02-J-29-23 | BO3 | 388 | VCP | 6 | 554 S LA LUNA AVE | Ojai | 2 | 0.0422 | 1965 | U-26-374 | A | None |  |  |  | 80 | 61 | 2045 | 155200 | 1965 | 388
J-29-23-J-29-24 | BO3 | 400 | VCP | 6 | 611 S LA LUNA AVE | Ojai | 2 | 0.1385 | 1965 | U-26-374 | A | None |  |  |  | 80 | 61 | 2045 | 160000 | 1965 | 400
J-29-13-J-29-14 | BO3 | 254 | VCP | 6 | 642 RICE RD | Ojai | 2 | 0.00394 | 1965 | U-26-370 | A | None |  |  |  | 80 | 61 | 2045 | 101600 | 1965 | 254
J-29-20-J-29-19 | BO3 | 331 | VCP | 6 | 693 S LA LUNA AVE | Ojai | 2 | 0.02713 | 1965 | U-26-424 | E | None | BACK YARD EASEMENT ,HAD TO FLOAT |  |  | 80 | 61 | 2045 | 132400 | 1965 | 331
J-29-19-J-29-18 | BO3 | 245 | VCP | 6 | 747 S LA LUNA AVE | Ojai | 2 | 0.00706 | 1965 | U-26-424 | E | None |  |  |  | 80 | 61 | 2045 | 98000 | 1965 | 245
J-29-18-J-29-15 | BO3 | 201 | VCP | 6 | 724 S RICE RD | Ojai | 2 | 0.00637 | 1965 | U-26-424 | A | None |  |  |  | 80 | 61 | 2045 | 80400 | 1965 | 201
J-29-14-J-29-15 | BO3 | 215 | VCP | 6 | 706 RICE RD | Ojai | 2 | 0.02022 | 1965 | U-26-370 | A | None |  |  |  | 80 | 61 | 2045 | 86000 | 1965 | 215
J-29-24-J-29-25 | BO3 | 395 | VCP | 6 | 693 S LA LUNA AVE | Ojai | 2 | 0.02 | 1965 | U-26-374 | A | None |  |  |  | 80 | 61 | 2045 | 158000 | 1965 | 395
J-29-25-J-29-26 | BO3 | 400 | VCP | 6 | 785 S LA LUNA AVE | Ojai | 2 | 0.0175 | 1965 | U-26-374 | A | None |  |  |  | 80 | 61 | 2045 | 160000 | 1965 | 400
J-29-03-J-29-02 | BO3 | 200 | VCP | 8 | 1122 CAMILLE DR | Ojai | 2 | 0.01 | 1968 | U-26-540 | A | None |  |  |  | 80 | 58 | 2048 | 24400 | 1968 | 200
J-29-15-J-29-16 | BO3 | 412 | VCP | 6 | 750 RICE RD | Ojai | 2 | 0.0158 | 1965 | U-26-370 | A | None |  |  |  | 80 | 61 | 2045 | 164800 | 1965 | 412
J-29-08-J-29-09 | BO3 | 246 | VCP | 6 | 825 JOSE DR | Ojai | 2 | 0.00882 | 1968 | U-26-537 | A | None |  |  |  | 80 | 58 | 2048 | 98400 | 1968 | 246
J-29-02-J-29-01 | BO3 | 265 | VCP | 8 | 1162 CAMILLE DR | Ojai | 2 | 0.01102 | 1968 | U-26-540 | A | None |  |  |  | 80 | 58 | 2048 | 32330 | 1968 | 265
J-29-01-J-29-04 | BO3 | 229 | VCP | 8 | 1190 ROMANO DR | Ojai | 2 | 0.02046 | 1968 | U-26-538 | A | None |  |  |  | 80 | 58 | 2048 | 27938 | 1968 | 229
J-29-05-J-29-04 | BO3 | 236 | VCP | 6 | 849 CAMBON CR | Ojai | 2 | 0.02572 | 1968 | U-26-539 | A | None |  |  |  | 80 | 58 | 2048 | 94400 | 1968 | 236
J-29-09-J-29-10 | BO3 | 316 | VCP | 6 | 863 JOSE DR | Ojai | 2 | 0.01826 | 1968 | U-26-537 | A | None |  |  |  | 80 | 58 | 2048 | 126400 | 1968 | 316
J-29-11-J-29-10 | BO3 | 146 | VCP | 6 | 1104 MARIANO DR | Ojai | 2 | 0.00788 | 1968 | U-26-536 | A | None |  |  |  | 80 | 58 | 2048 | 58400 | 1968 | 146
J-29-10-J-29-07 | BO3 | 242 | VCP | 8 | 1138 MARIANO DR | Ojai | 2 | 0.00789 | 1968 | U-26-535 | A | None |  |  |  | 80 | 58 | 2048 | 29524 | 1968 | 242
J-29-16-J-29-17 | BO3 | 323 | VCP | 6 | 830 RICE RD | Ojai | 2 | 0.0109 | 1965 | U-26-370 | A | None | MH J-29-17 IS A DROP MH |  |  | 80 | 61 | 2045 | 129200 | 1965 | 323
J-29-21-J-29-17 | BO3 | 202 | VCP | 6 | 902 S RICE RD | Ojai | 2 | 0.00594 | 1965 | U-26-423 | E | None |  |  |  | 80 | 61 | 2045 | 80800 | 1965 | 202
J-29-22-J-29-21 | BO3 | 248 | VCP | 6 | 897 S LA LUNA AVE | Ojai | 2 | 0.00597 | 1965 | U-26-423 | A | None |  |  |  | 80 | 61 | 2045 | 99200 | 1965 | 248
J-29-26-J-28-22 | BO3 | 400 | VCP | 6 | 859 S LA LUNA AVE | Ojai | 2 | 0.0299 | 1965 | U-26-374 | A | None |  |  |  | 80 | 61 | 2045 | 160000 | 1965 | 400
J-29-17-J-28-11 | BO3 | 287 | VCP | 6 | 902 RICE RD | Ojai | 2 | 0.00808 | 1965 | U-26-370 | A | None | MH J-29-17 IS A DROP MH |  |  | 80 | 61 | 2045 | 114800 | 1965 | 287
J-29-07-I-29-19 | BO3 | 250 | VCP | 8 | 1170 MARIANO DR | Ojai | 2 | 0.02068 | 1968 | U-26-535 | A | None |  |  |  | 80 | 58 | 2048 | 30500 | 1968 | 250
J-29-06-I-29-17 | BO3 | 160 | VCP | 6 | 1116 AVILA DR | Ojai | 2 | 0.02756 | 1968 | U-26-539 | A | None |  |  |  | 80 | 58 | 2048 | 64000 | 1968 | 160
I-29-17-I-29-19 | BO3 | 288 | VCP | 8 | 1210 ROMANO DR | Ojai | 2 | 0.01973 | 1968 | U-26-538 | A | None |  |  |  | 80 | 58 | 2048 | 35136 | 1968 | 288
I-29-19-I-29-18 | BO3 | 219 | VCP | 8 | 1206 MARIANO DR | Ojai | 2 | 0.011 | 1968 | U-26-535 | A | None |  |  |  | 80 | 58 | 2048 | 26718 | 1968 | 219
I-29-18-I-29-10 | BO3 | 320 | VCP | 8 | 1248 MARIANO DR | Ojai | 2 | 0.02885 | 1968 | U-26-535 | A | None |  |  |  | 80 | 58 | 2048 | 39040 | 1968 | 320
I-28-11-I-29-11 | BO3 | 400 | VCP | 8 | 1259 FIERRO DR | Ojai | 2 | 0.02875 | 1968 | U-26-531 | A | None |  |  |  | 80 | 58 | 2048 | 48800 | 1968 | 400
I-29-10-I-29-11 | BO3 | 315 | VCP | 8 | 947 MORENO DR | Ojai | 2 | 0.01416 | 1968 | U-26-528 | A | None |  |  |  | 80 | 58 | 2048 | 38430 | 1968 | 315
I-29-09-I-29-10 | BO3 | 300 | VCP | 8 | 911 MORENO DR | Ojai | 2 | 0.01223 | 1988 | U-26-428 | A | None |  |  |  | 80 | 38 | 2068 | 36600 | 1988 | 300
I-29-16-I-29-15 | BO3 | 134 | VCP | 8 | 1233 AVILA DR | Ojai | 3 | 0.01087 | 1966 | 43626 | A | None |  |  |  | 80 | 60 | 2046 | 16348 | 1966 | 134
I-29-11-I-28-06 | BO3 | 382 | VCP | 8 | 1005 MORENO DR | Ojai | 2 | 0.02128 | 1968 | U-26-528 | A | None |  |  |  | 80 | 58 | 2048 | 46604 | 1968 | 382
I-29-12-I-29-13 | BO3 | 165 | VCP | 8 | 810 CAMILLE CT | Ojai | 2 | 0.01575 | 1966 | 43626 | A | None |  |  |  | 80 | 60 | 2046 | 20130 | 1966 | 165
I-29-13-I-29-14 | BO3 | 102 | VCP | 8 | 866 CAMILLE CT | Ojai | 2 | 0.01686 | 1966 | 43626 | A | None |  |  |  | 80 | 60 | 2046 | 12444 | 1966 | 102
I-29-14-I-29-15 | BO3 | 127 | VCP | 8 | 1271 AVILA DR | Ojai | 2 | 0.03929 | 1966 | 43626 | E | None |  |  |  | 80 | 60 | 2046 | 15494 | 1966 | 127
I-29-15-I-29-09 | BO3 | 294 | VCP | 8 | 1271 AVILA DR | Ojai | 2 | 0.03738 | 1966 | 43626 | A | None |  |  |  | 80 | 60 | 2046 | 35868 | 1966 | 294
I-29-07-I-29-08 | BO3 | 200 | VCP | 8 | 807 MORENO DR | Ojai | 2 | 0.0405 | 1966 | 43625 | A | None |  |  |  | 80 | 60 | 2046 | 24400 | 1966 | 200
I-29-08-I-29-09 | BO3 | 255 | VCP | 8 | 847 MORENO DR | Ojai | 2 | 0.02625 | 1966 | 43625 | A | None |  |  |  | 80 | 60 | 2046 | 31110 | 1966 | 255
J-30-01-J-29-12 | BO3 | 375 | VCP | 6 | 486 RICE RD | Ojai | 2 | 0.01436 | 1965 | U-26-370 | A | None | MH J-29-12 IS A DROP MH |  |  | 80 | 61 | 2045 | 150000 | 1965 | 375
J-30-02-J-30-01 | BO3 | 139 | VCP | 6 | 480 RICE RD | Ojai | 2 | 0.00622 | 1965 | U-26-370 | A | None |  |  |  | 80 | 61 | 2045 | 55600 | 1965 | 139
J-30-03-J-30-02 | BO3 | 238 | VCP | 6 | 480 S RICE RD | Ojai | 2 | 0 | 1965 | U-26-425 | E | None |  |  |  | 80 | 61 | 2045 | 95200 | 1965 | 238
J-30-04-J-30-03 | BO3 | 244 | VCP | 6 | 480 S RICE RD | Ojai | 2 | 0.00607 | 1965 | U-26-425 | E | None |  |  |  | 80 | 61 | 2045 | 97600 | 1965 | 244
J-30-05-J-30-04 | BO3 | 106 | VCP | 6 | 480 S RICE RD | Ojai | 2 | 0.00623 | 1965 | U-26-425 | E | None |  |  |  | 80 | 61 | 2045 | 42400 | 1965 | 106
J-30-06-J-30-05 | BO3 | 143 | VCP | 6 | 1006 EL CAMINO CORTO | Ojai | 2 | 0.02635 | 1965 | U-26-425 | E | None |  |  |  | 80 | 61 | 2045 | 57200 | 1965 | 143
J-30-07-J-30-06 | BO3 | 241 | VCP | 6 | 1006 EL CAMINO CORTO | Ojai | 2 | 0.02714 | 1965 | U-26-425 | E | None |  |  |  | 80 | 61 | 2045 | 96400 | 1965 | 241
K-29-01-J-30-07 | BO3 | 351 | VCP | 6 | 937 EL CAMINO CORTO | Ojai | 2 | 0.00997 | 1965 | U-26-393 | A | None |  |  |  | 80 | 61 | 2045 | 140400 | 1965 | 351
K-30-11-K-29-30 | BO3 | 397 | VCP | 8 | 427 WALBRIDGE WAY | Ojai | 2 | 0.02174 | 1975 | U-26-262 | A | None | K-29-30 USED TO BE A CLEANOUT l slugde l grit |  |  | 80 | 51 | 2055 | 48434 | 1975 | 397
J-29-04-I-29-17 | BO3 | 246 | VCP | 8 | 851 ROMANO DR | Ojai | 2 | 0.01391 | 1968 | U-26-538 | A | None |  |  |  | 80 | 58 | 2048 | 30012 | 1968 | 246
J-28-31-J-29-22 | BO3 | 181 | VCP | 6 | 923 S LA LUNA AVE | Ojai | 2 | 0.00619 | 1965 | U-26-423 | A | None |  |  |  | 80 | 61 | 2045 | 72400 | 1965 | 181
I-28-18-I-28-19 | BO3 | 155 | VCP | 8 | 829 MORENO DR | Ojai | 2 | 0 | 1968 | U-26-544 | A | None |  |  |  | 80 | 58 | 2048 | 18910 | 1968 | 155
I-28-19-I-28-04 | BO3 | 107 | VCP | 8 | 409 OLD BALDWIN RD | Ojai | 2 | 0.06209 | 1969 | U-26-225 | E | None |  |  |  | 80 | 57 | 2049 | 13054 | 1969 | 107
I-27-06-I-27-10 | BO3 | 300 | VCP | 8 | 409 OLD BALDWIN RD | Ojai | 2 |  | 1969 | U-26-225 | E | None |  |  |  | 80 | 57 | 2049 | 36600 | 1969 | 300
I-27-10-I-27-07 | BO3 | 100 | VCP | 8 | 409 OLD BALDWIN RD | Ojai | 2 | 0.01583 | 1969 | U-26-225 | E | None |  |  |  | 80 | 57 | 2049 | 12200 | 1969 | 100
I-27-11-I-27-05 | BO3 | 180 | VCP | 8 | 409 OLD BALDWIN RD | Ojai | 2 |  | 1969 | U-26-225 | E | None |  |  |  | 80 | 57 | 2049 | 21960 | 1969 | 180
G-23-10-G-23-09 | BO4 | 208 | VCP | 6 | 438 BURNHAM RD | Oak View | 2 | 0 | 1987 | 59232 | A | None |  |  |  | 80 | 39 | 2067 | 83200 | 1987 | 208
G-23-09-G-23-03 | BO4 | 35 | VCP | 6 | 396 BURNHAM RD | Oak View | 2 | 0 | 1964 | U-26-334 | A | None |  |  |  | 80 | 62 | 2044 | 14000 | 1964 | 35
J-21-10-J-21-11 | AO9 | 327 | VCP | 18 | 10480 CREEK RD | Oak View | 1 | 0.01098 | 1969 | U-26-456 | G | None |  |  |  | 80 | 57 | 2049 | 89761.5 | 1969 | 327
H-24-06-H-24-07 | BO4 | 351.5 | VCP | 19 | 655 BURNHAM RD | Oak View | 2 | 0.01815 | 1964 | U-26-335 | A | None | @ 340.2' changes to ACP |  |  | 80 | 62 | 2044 | 101847.125 | 1964 | 351.5
J-21-11-J-21-12 | AO9 | 330 | VCP | 18 | 10480 CREEK RD | Oak View | 1 | 0.01094 | 1969 | U-26-456 | G | None |  |  |  | 80 | 57 | 2049 | 90585 | 1969 | 330
H-23-03-G-23-15 | BO4 | 283 | VCP | 6 | 158 ROCKAWAY RD | Oak View | 2 | 0 | 1968 | No As-Built | A | None | CCTV B-4 Cleaning |  |  | 80 | 58 | 2048 | 113200 | 1968 | 283
J-21-12-J-21-13 | AO9 | 145 | VCP | 18 | 10460 CREEK RD | Oak View | 1 | 0.00579 | 1969 | U-26-456 | G | None |  |  |  | 80 | 57 | 2049 | 39802.5 | 1969 | 145
J-25-24-J-25-26 | CO1 | 73 | VCP | 10 | OJAI TRAIL | Oak View | 2 | 0.00288 | 1965 | U-26-422 | A | None |  |  |  | 80 | 61 | 2045 | 11132.5 | 1965 | 73
J-25-34-J-25-31 | CO1 | 211 | VCP | 6 | 2320 VENTURA AVE | Oak View | 2 | 0.19815 | 1983 | U-26-421 | G | None |  |  |  | 80 | 43 | 2063 | 84400 | 1983 | 211
J-25-31-J-25-25 | CO1 | 392 | VCP | 6 | 11270 VENTURA AVE | Oak View | 2 | 0.02865 | 1983 | U-26-421 | G | None |  |  |  | 80 | 43 | 2063 | 156800 | 1983 | 392
J-25-29-J-25-34 | CO1 | 341 | VCP | 6 | 2250 VALLEY MEADOW DR | Oak View | 2 | 0 | 1983 | U-26-421 | A | None |  |  |  | 80 | 43 | 2063 | 136400 | 1983 | 341
J-25-23-J-25-21 | CO1 | 140 | VCP | 6 | NA | Oak View | 2 | 0.14007 | 1965 | U-26-425 | A | None | Z LINE |  |  | 80 | 61 | 2045 | 56000 | 1965 | 140
J-25-21-J-25-25 | CO1 | 211 | VCP | 6 | 11278 VENTURA AVE | Oak View | 2 | 0.03408 | 1965 | U-26-377 | A | None |  |  |  | 80 | 61 | 2045 | 84400 | 1965 | 211
J-25-17-J-25-21 | CO1 | 224 | VCP | 6 | 11300 VENTURA AVE | Oak View | 2 | 0.02237 | 1965 | U-26-377 | A | None |  |  |  | 80 | 61 | 2045 | 89600 | 1965 | 224
J-25-18-J-25-22 | CO1 | 220 | VCP | 10 | OJAI TRAIL | Oak View | 2 | 0.00286 | 1965 | U-26-422 | A | None |  |  |  | 80 | 61 | 2045 | 33550 | 1965 | 220
J-25-22-J-25-24 | CO1 | 152 | VCP | 10 | OJAI TRAIL | Oak View | 2 | 0.00684 | 1965 | U-26-422 | A | None |  |  |  | 80 | 61 | 2045 | 23180 | 1965 | 152
J-25-12-J-25-18 | CO1 | 320 | VCP | 10 | OJAI TRAIL | Oak View | 2 | 0.00291 | 1965 | U-26-422 | A | None |  |  |  | 80 | 61 | 2045 | 48800 | 1965 | 320
J-25-11-J-25-17 | CO1 | 371 | VCP | 6 | 750 HIGHLAND DR | Ojai | 2 | 0.00647 | 1965 | U-26-377 | A | None |  |  |  | 80 | 61 | 2045 | 148400 | 1965 | 371
J-25-14-J-25-11 | CO1 | 275 | VCP | 6 | 699 HIGHLAND DR | Ojai | 2 | 0.09927 | 1965 | U-26-383 | A | None |  |  |  | 80 | 61 | 2045 | 110000 | 1965 | 275
J-25-08-J-25-12 | CO1 | 156 | VCP | 10 | OJAI TRAIL | Oak View | 2 | 0 | 1965 | U-26-422 | A | None |  |  |  | 80 | 61 | 2045 | 23790 | 1965 | 156
J-25-06-J-25-08 | CO1 | 154.5 | VCP | 10 | OJAI TRAIL | Oak View | 2 | 0 | 1963 | U-26-422 | A | None |  |  |  | 80 | 63 | 2043 | 23561.25 | 1963 | 154.5
J-25-01-J-25-04 | CO1 | 305 | VCP | 10 | OJAI TRAIL | Oak View | 2 | 0.00538 | 1986 | 58369 | A | None | LINE RUNNING TO THE WEST FROM MH J-25-01 IS A PRIVATE LINE.DO NOT CLEAN |  |  | 80 | 40 | 2066 | 46512.5 | 1986 | 305
J-25-04-J-25-06 | CO1 | 256 | VCP | 10 | OJAI TRAIL | Oak View | 2 | 0.00289 | 1965 | U-26-422 | A | None |  |  |  | 80 | 61 | 2045 | 39040 | 1965 | 256
J-25-05-J-25-04 | CO1 | 131 | VCP | 8 | 750 VENTURA AVE | Oak View | 2 | 0.01304 | 1965 | U-26-422 | A | None | ACCESS TO DOWNSTREAM MANHOLE FROM WOODLAND LARGE STEEL GATE TO THE WEST OF OJAI TRAIL |  |  | 80 | 61 | 2045 | 15982 | 1965 | 131
J-25-02-J-25-05 | CO1 | 300 | VCP | 8 | 750 VENTURA AVE | Oak View | 2 | 0 | 1965 | U-26-377 | A | None | MH J-25-02 USUALLY HAS HEAVY BUILT-UP OF ROOTS CAUSING FLOW TO BE OBSTRUCTED |  |  | 80 | 61 | 2045 | 36600 | 1965 | 300
J-25-07-J-25-09 | CO1 | 189 | VCP | 6 | 694 TELSA ST | Ojai | 2 | 0.0372 | 1965 | U-26-380 | A | None |  |  |  | 80 | 61 | 2045 | 75600 | 1965 | 189
J-25-09-J-25-13 | CO1 | 260 | VCP | 6 | 2142 SUMAC DR | Ojai | 2 | 0.0355 | 1965 | U-26-380 | A | None |  |  |  | 80 | 61 | 2045 | 104000 | 1965 | 260
J-25-10-J-25-13 | CO1 | 209 | VCP | 6 | 694 HOLLY ST | Ojai | 2 | 0.04502 | 1965 | U-26-380 | A | None |  |  |  | 80 | 61 | 2045 | 83600 | 1965 | 209
J-25-13-J-25-16 | CO1 | 259 | VCP | 6 | 2187 SUMAC DR | Ojai | 2 | 0.05019 | 1965 | U-26-380 | A | None |  |  |  | 80 | 61 | 2045 | 103600 | 1965 | 259
J-25-15-J-25-16 | CO1 | 214 | VCP | 6 | 695 BRIER ST | Ojai | 2 | 0.07593 | 1965 | U-26-380 | A | None |  |  |  | 80 | 61 | 2045 | 85600 | 1965 | 214
J-25-16-J-25-20 | CO1 | 260 | VCP | 6 | 2276 Sumac Dr. | Ojai | 2 | 0.0615 | 1965 | U-26-380 | A | None |  |  |  | 80 | 61 | 2045 | 104000 | 1965 | 260
J-25-19-J-25-20 | CO1 | 200 | VCP | 6 | 640 Lark St. | Ojai | 2 | 0.0864 | 1965 | U-26-380 | A | None |  |  |  | 80 | 61 | 2045 | 80000 | 1965 | 200
J-25-20-J-25-29 | CO1 | 378 | VCP | 6 | 2310 SUMAC DR | Ojai | 2 | 0.07733 | 1983 | U-26-421 | A | None |  |  |  | 80 | 43 | 2063 | 151200 | 1983 | 378
J-26-22-J-26-23 | CO1 | 308 | VCP | 8 | 1544 VENTURA AVE | Ojai | 2 | 0.00403 | 1965 | U-26-378 | A | None |  |  |  | 80 | 61 | 2045 | 37576 | 1965 | 308
J-26-23-J-26-24 | CO1 | 289 | VCP | 8 | 11512 VENTURA AVE | Ojai | 2 | 0.00986 | 1965 | U-26-378 | A | None | CALL FOR TRAFFIC CONTROL DURING ROUTINE MAINTENANCE |  |  | 80 | 61 | 2045 | 35258 | 1965 | 289
J-26-29-J-26-24 | CO1 | 355 | VCP | 6 | 717 VILLANOVA RD | Ojai | 2 | 0.01876 | 1965 | U-26-384 | A | None |  |  |  | 80 | 61 | 2045 | 142000 | 1965 | 355
J-26-08-J-26-09 | CO1 | 159 | VCP | 8 | 994 MARTIN ST | Ojai | 2 | 0.00467 | 1986 | 58367 | A | None |  |  |  | 80 | 40 | 2066 | 19398 | 1986 | 159
J-26-24-J-26-25 | CO1 | 410 | VCP | 8 | 11496 VENTURA AVE | Ojai | 2 | 0.004 | 1965 | U-26-378 | A | None | CALL FOR TRAFFIC CONTROL DURING ROUTINE MAINTENANCE |  |  | 80 | 61 | 2045 | 50020 | 1965 | 410
J-26-30-J-26-31 | CO1 | 369 | VCP | 6 | 11484 VENTURA AVE | Ojai | 2 | 0.00599 | 1965 | U-26-381 | A | None |  |  |  | 80 | 61 | 2045 | 147600 | 1965 | 369
J-26-25-J-26-26 | CO1 | 250 | VCP | 8 | 11496 Ventura Ave | Ojai | 2 | 0 | 1965 | U-26-378 | A | None | CALL FOR TRAFFIC CONTROL DURING ROUTINE MAINTENANCE |  |  | 80 | 61 | 2045 | 30500 | 1965 | 250
J-26-31-J-26-26 | CO1 | 30 | VCP | 6 | 11444 VENTURA AVE | Ojai | 2 | 0.006 | 1983 | U-26-421 | A | None |  |  |  | 80 | 43 | 2063 | 12000 | 1983 | 30
J-26-33-J-26-32 | CO1 | 217 | VCP | 6 | 1990 COUNTRY PL | Ojai | 2 | 0.18235 | 1983 | U-26-421 | A | None |  |  |  | 80 | 43 | 2063 | 86800 | 1983 | 217
J-26-32-J-26-31 | CO1 | 269 | VCP | 6 | 11444 VENTURA AVE | Ojai | 2 | 0 | 1983 | U-26-421 | G | None |  |  |  | 80 | 43 | 2063 | 107600 | 1983 | 269
J-26-26-J-26-27 | CO1 | 353 | VCP | 8 | 11444 VENTURA AVE | Ojai | 2 | 0.00397 | 1965 | U-26-377 | A | None | CALL FOR TRAFFIC CONTROL DURING ROUTINE MAINTENANCE |  |  | 80 | 61 | 2045 | 43066 | 1965 | 353
J-26-27-J-26-28 | CO1 | 301 | VCP | 8 | 11400 VENTURA AVE | Ojai | 2 | 0.00399 | 1965 | U-26-377 | A | None | CALL FOR TRAFFIC CONTROL DURING ROUTINE MAINTENANCE |  |  | 80 | 61 | 2045 | 36722 | 1965 | 301
J-26-11-J-26-12 | CO1 | 302 | VCP | 8 | 1979 SILVER SPUR CR | Ojai | 2 | 0.01311 | 1980 | 55117 | A | None |  |  |  | 80 | 46 | 2060 | 36844 | 1980 | 302
J-26-12-J-26-13 | CO1 | 108 | VCP | 8 | 950 Woodland Ave | Ojai | 2 | 0.01269 | 1980 | 55117 | A | None |  |  |  | 80 | 46 | 2060 | 13176 | 1980 | 108
J-26-13-J-26-20 | CO1 | 164 | VCP | 10 | 950 WOODLAND AVE | Ojai | 2 | 0 | 1988 | 59090 | A | None |  |  |  | 80 | 38 | 2068 | 25010 | 1988 | 164
J-26-07-J-26-13 | CO1 | 181 | VCP | 8 | 952 WOODLAND AVE | Ojai | 2 | 0.04834 | 1967 | 43246 | A | None |  |  |  | 80 | 59 | 2047 | 22082 | 1967 | 181
J-26-10-J-26-11 | CO1 | 120 | VCP | 8 | 1961 SILVER SPUR CR | Ojai | 2 | 0.00492 | 1980 | 55117 | A | None |  |  |  | 80 | 46 | 2060 | 14640 | 1980 | 120
J-26-09-J-26-11 | CO1 | 362 | VCP | 8 | 11861 SILVER SPUR ST | Ojai | 2 | 0.00724 | 1986 | 58368 | A | None |  |  |  | 80 | 40 | 2066 | 44164 | 1986 | 362
J-26-14-J-25-01 | CO1 | 276.64 | VCP | 8 | 848 WOODLAND AVE | Oak View | 2 |  | 1973 | 52130 | A | None |  |  |  | 80 | 53 | 2053 | 33750.08 | 1973 | 276.64
J-26-28-J-25-02 | CO1 | 298 | VCP | 8 | 11400 N VENTURA AVE | Ojai | 2 | 0.00403 | 1965 | U-26-377 | A | None | MH J-26-28 IS LOCATED ON EAST SIDE OF VENTURA AVE. AT WOODLAND AVE. |  |  | 80 | 61 | 2045 | 36356 | 1965 | 298
J-26-06-J-26-07 | CO1 | 348 | VCP | 8 | 1068 WOODLAND AVE | Ojai | 2 | 0.00802 | 1967 | 43246 | A | None |  |  |  | 80 | 59 | 2047 | 42456 | 1967 | 348
J-26-04-J-26-06 | CO1 | 290 | VCP | 8 | 1098 WOODLAND AVE | Ojai | 2 | 0.012 | 1967 | 43246 | A | None |  |  |  | 80 | 59 | 2047 | 35380 | 1967 | 290
J-26-05-J-26-04 | CO1 | 191 | VCP | 8 | 2064 RICE RD | Ojai | 2 | 0.00586 | 1967 | 43246 | A | None |  |  |  | 80 | 59 | 2047 | 23302 | 1967 | 191
K-25-01-K-25-02 | CO1 | 274 | VCP | 8 | 2012 SUMAC DR | Ojai | 2 | 0 | 1976 | 53158 | A | None |  |  |  | 80 | 50 | 2056 | 33428 | 1976 | 274
K-25-02-K-25-04 | CO1 | 266.6 | VCP | 6 | 2064 SUMAC DR | Ojai | 2 | 0.00637 | 1976 | 53158 | A | None |  |  |  | 80 | 50 | 2056 | 106640 | 1976 | 266.6
J-25-03-K-25-04 | CO1 | 263 | VCP | 6 | 710 HIGHLAND DR | Ojai | 2 | 0.02682 | 1965 | U-26-383 | A | None |  |  |  | 80 | 61 | 2045 | 105200 | 1965 | 263
K-25-04-J-25-09 | CO1 | 254 | VCP | 6 | 617 HIGHLAND DR | Ojai | 2 | 0.01587 | 1965 | U-26-380 | A | None |  |  |  | 80 | 61 | 2045 | 101600 | 1965 | 254
K-26-08-K-26-25 | CO1 | 294 | VCP | 6 | 526 VILLANOVA RD | Ojai | 2 | 0.03122 | 1965 | U-26-384 | A | None |  |  |  | 80 | 61 | 2045 | 117600 | 1965 | 294
K-26-25-K-26-07 | CO1 | 113 | VCP | 6 | 574 VILLANOVA RD | Ojai | 2 | 0.02841 | 1965 | U-26-384 | A | None |  |  |  | 80 | 61 | 2045 | 45200 | 1965 | 113
K-26-07-K-26-04 | CO1 | 434 | VCP | 6 | 574 VILLANOVA RD | Ojai | 2 | 0.04611 | 1965 | U-26-384 | A | None |  |  |  | 80 | 61 | 2045 | 173600 | 1965 | 434
K-26-06-K-26-05 | CO1 | 58 | VCP | 6 | 661 VILLANOVA RD | Ojai | 2 | 0 | 1965 | U-26-384 | A | None |  |  |  | 80 | 61 | 2045 | 23200 | 1965 | 58
K-26-09-K-26-10 | CO1 | 185 | VCP | 6 | 1776 COUNTRY DR | Ojai | 2 | 0.05249 | 1965 | U-26-381 | A | None | LATERAL COMING INTO MH K-26-09 FROM THE NORTH. |  |  | 80 | 61 | 2045 | 74000 | 1965 | 185
K-26-05-K-26-02 | CO1 | 353 | VCP | 6 | 639 VILLANOVA RD | Ojai | 2 | 0.09144 | 1965 | U-26-384 | A | None |  |  |  | 80 | 61 | 2045 | 141200 | 1965 | 353
K-26-01-K-26-02 | CO1 | 283 | VCP | 6 | 1738 ORCHARD DR | Ojai | 2 | 0.02442 | 1965 | U-26-382 | A | None |  |  |  | 80 | 61 | 2045 | 113200 | 1965 | 283
K-26-02-K-26-03 | CO1 | 25 | VCP | 6 | 1748 ORCHARD DR | Ojai | 2 | 0.008 | 1965 | U-26-384 | A | None |  |  |  | 80 | 61 | 2045 | 10000 | 1965 | 25
K-26-03-J-26-29 | CO1 | 117 | VCP | 6 | 687 VILLANOVA RD | Ojai | 2 | 0 | 1965 | U-26-384 | A | None |  |  |  | 80 | 61 | 2045 | 46800 | 1965 | 117
K-26-10-K-26-11 | CO1 | 365 | VCP | 6 | 1808 COUNTRY PL | Ojai | 2 | 0.02496 | 1965 | U-26-381 | A | None |  |  |  | 80 | 61 | 2045 | 146000 | 1965 | 365
K-26-11-K-26-12 | CO1 | 402 | VCP | 6 | 1872 COUNTRY PL | Ojai | 2 | 0.00597 | 1965 | U-26-381 | A | None |  |  |  | 80 | 61 | 2045 | 160800 | 1965 | 402
K-26-12-J-26-33 | CO1 | 373 | VCP | 6 | 1918 COUNTRY PL | Ojai | 2 | 0.00603 | 1965 | U-26-381 | A | None |  |  |  | 80 | 61 | 2045 | 149200 | 1965 | 373
K-26-13-K-26-14 | CO1 | 85 | VCP | 8 | 832 COUNTRY DR | Ojai | 2 | 0.00388 | 1977 | 53454 | A | None |  |  |  | 80 | 49 | 2057 | 10370 | 1977 | 85
K-26-15-K-26-16 | CO1 | 109 | VCP | 8 | 1901 TIARA DR | Ojai | 2 | 0.03991 | 1977 | 53455 | A | None |  |  |  | 80 | 49 | 2057 | 13298 | 1977 | 109
K-26-16-K-26-17 | CO1 | 165 | VCP | 8 | 1913 TIARA DR | Ojai | 2 | 0.01 | 1977 | 53455 | A | None |  |  |  | 80 | 49 | 2057 | 20130 | 1977 | 165
K-26-17-K-26-18 | CO1 | 236 | VCP | 8 | 1930 TIARA DR | Ojai | 2 | 0.00975 | 1977 | 53455 | A | None |  |  |  | 80 | 49 | 2057 | 28792 | 1977 | 236
K-26-18-K-26-19 | CO1 | 399 | VCP | 8 | 1942 TIARA DR | Ojai | 2 | 0.01925 | 1977 | 53455 | A | None |  |  |  | 80 | 49 | 2057 | 48678 | 1977 | 399
K-26-14-K-26-19 | CO1 | 406 | VCP | 8 | 810 COUNTRY DR | Ojai | 2 | 0.00394 | 1977 | 53454 | A | None |  |  |  | 80 | 49 | 2057 | 49532 | 1977 | 406
K-26-19-K-26-20 | CO1 | 283 | VCP | 8 | 646 COUNTRY DR | Ojai | 2 | 0.0047 | 1977 | 53454 | A | None |  |  |  | 80 | 49 | 2057 | 34526 | 1977 | 283
K-26-21-K-26-20 | CO1 | 139 | VCP | 8 | 598 COUNTRY DR | Ojai | 2 | 0.00403 | 1976 | 53152 | A | None |  |  |  | 80 | 50 | 2056 | 16958 | 1976 | 139
K-26-20-K-25-01 | CO1 | 268 | VCP | 8 | 598 COUNTRY DR | Ojai | 2 | 0.00328 | 1976 | 53151 | A | None |  |  |  | 80 | 50 | 2056 | 32696 | 1976 | 268
K-26-22-K-26-23 | CO1 | 155 | VCP | 8 | 729 HEATHER ST | Ojai | 2 | 0.06129 | 1976 | 53152 | A | None |  |  |  | 80 | 50 | 2056 | 18910 | 1976 | 155
K-26-23-K-25-01 | CO1 | 277 | VCP | 8 | 666 HEATHER ST | Ojai | 2 | 0.01906 | 1976 | 53152 | A | None |  |  |  | 80 | 50 | 2056 | 33794 | 1976 | 277
K-26-24-K-25-02 | CO1 | 388 | VCP | 8 | 720 ALOMAR ST | Ojai | 2 | 0.01649 | 1976 | 53151 | A | None |  |  |  | 80 | 50 | 2056 | 47336 | 1976 | 388
K-27-20-K-27-21 | CO1 | 401 | VCP | 6 | 1595 ORCHARD DR | Ojai | 2 | 0.01197 | 1965 | U-26-382 | A | None |  |  |  | 80 | 61 | 2045 | 160400 | 1965 | 401
K-27-21-K-26-01 | CO1 | 400 | VCP | 6 | 1690 ORCHARD DR | Ojai | 2 | 0.02623 | 1965 | U-26-382 | A | None |  |  |  | 80 | 61 | 2045 | 160000 | 1965 | 400
K-27-19-K-27-20 | CO1 | 375 | VCP | 6 | 1372 CRUZERO ST | Ojai | 2 | 0.00325 | 1965 | U-26-382 | A | None |  |  |  | 80 | 61 | 2045 | 150000 | 1965 | 375
K-27-22-K-27-23 | CO1 | 394 | VCP | 6 | 1501 ORCHARD DR | Ojai | 2 | 0.01878 | 1965 | U-26-418 | G | None | EASEMENT TO VENTURA AVE |  |  | 80 | 61 | 2045 | 157600 | 1965 | 394
K-27-23-K-27-24 | CO1 | 212 | VCP | 6 | 1551 ORCHARD DR | Ojai | 2 | 0.04755 | 1965 | U-26-418 | G | None | EASEMENT TO VENTURA AVE |  |  | 80 | 61 | 2045 | 84800 | 1965 | 212
J-27-25-J-26-22 | CO1 | 311 | VCP | 8 | 11558 VENTURA AVE | Ojai | 2 | 0.00395 | 1965 | U-26-378 | A | None |  |  |  | 80 | 61 | 2045 | 37942 | 1965 | 311
J-27-28-J-27-27 | CO1 | 203 | VCP | 6 | 11548 VENTURA AVE | Ojai | 2 | 0.01788 | 1965 | U-26-418 | G | None | EASEMENT |  |  | 80 | 61 | 2045 | 81200 | 1965 | 203
J-27-27-J-27-25 | CO1 | 228 | VCP | 6 | 11570 VENTURA AVE | Ojai | 2 | 0 | 1965 | U-26-418 | G | None | EASEMENT |  |  | 80 | 61 | 2045 | 91200 | 1965 | 228
K-27-24-J-27-26 | CO1 | 236 | VCP | 6 | 1595 ORCHARD DR | Ojai | 2 | 0 | 1965 | U-26-418 | G | None | EASEMENT TO VENTURA AVE |  |  | 80 | 61 | 2045 | 94400 | 1965 | 236
K-27-25-J-27-26 | CO1 | 97 | VCP | 6 | 11586 N. Ventura Ave. (Hwy 33) | Ojai | 2 | 0.10515 | 1965 | U-26-418 | G | None | EASEMENT TO VENTURA AVE |  |  | 80 | 61 | 2045 | 38800 | 1965 | 97
J-27-26-J-27-27 | CO1 | 210 | VCP | 6 | 11570 N. Ventura Ave., Mira Monte | Ojai | 2 | 0 | 1965 | U-26-418 | G | None | EASEMENT |  |  | 80 | 61 | 2045 | 84000 | 1965 | 210
J-27-24-J-27-25 | CO1 | 229 | VCP | 8 | 11592 VENTURA AVE | Ojai | 2 | 0.00403 | 1965 | U-26-378 | A | None |  |  |  | 80 | 61 | 2045 | 27938 | 1965 | 229
J-27-22-J-27-23 | CO1 | 350 | VCP | 6 | 11622 VENTURA AVE | Ojai | 2 | 0.02 | 1965 | U-26-378 | A | None |  |  |  | 80 | 61 | 2045 | 140000 | 1965 | 350
J-27-23-J-27-24 | CO1 | 286 | VCP | 6 | 11598 VENTURA AVE | Ojai | 2 | 0.006 | 1965 | U-26-378 | A | None |  |  |  | 80 | 61 | 2045 | 114400 | 1965 | 286
J-25-25-J-25-39 | CO1 | 67 | VCP | 6 | 999 VALLEY MEADOW DR | Oak View | 2 | 0.11716 | 1983 | U-26-421 | A | None |  |  |  | 80 | 43 | 2063 | 26800 | 1983 | 67
J-25-39-J-25-24 | CO1 | 51 | VCP | 6 | 11270 VENTURA AVE | Oak View | 3 |  | 1983 | U-26-421 | NA | None |  |  |  | 80 | 43 | 2063 | 20400 | 1983 | 51
H-21-12-H-21-23 | CO2 | 310 | VCP | 12 | 490 MAHONEY AVE | Oak View | 2 | 0.00518 | 1963 | U-26-147 | A | None | 150' OF 6" CONCRETE ENCASEMENT |  |  | 80 | 63 | 2043 | 56730 | 1963 | 310
H-21-11-H-21-12 | CO2 | 291 | VCP | 6 | 572 MAHONEY AVE | Oak View | 2 | 0.01442 | 1963 | U-26-163 | A | None |  |  |  | 80 | 63 | 2043 | 116400 | 1963 | 291
H-21-37-H-21-30 | CO2 | 181 | VCP | 6 | 329 MOUNTAIN VIEW ST | Oak View | 1 | 0.008 | 1963 | U-26-148 | A | None |  |  |  | 80 | 63 | 2043 | 72400 | 1963 | 181
H-21-31-H-21-30 | CO2 | 300 | VCP | 6 | 384 OAK VIEW AVE | Oak View | 1 | 0.01137 | 1963 | U-26-159 | A | None |  |  |  | 80 | 63 | 2043 | 120000 | 1963 | 300
H-21-30-H-21-24 | CO2 | 280 | VCP | 6 | 238 MOUNTAIN VIEW ST | Oak View | 1 | 0.02821 | 1963 | U-26-148 | A | None |  |  |  | 80 | 63 | 2043 | 112000 | 1963 | 280
H-21-32-H-21-31 | CO2 | 205 | VCP | 6 | 229 OAK VIEW AVE | Oak View | 1 | 0.01137 | 1963 | U-26-159 | A | None |  |  |  | 80 | 63 | 2043 | 82000 | 1963 | 205
H-21-20-H-21-31 | CO2 | 398 | VCP | 6 | 236 OLIVE ST | Oak View | 1 | 0.00731 | 1963 | U-26-151 | A | None |  |  |  | 80 | 63 | 2043 | 159200 | 1963 | 398
H-21-13-H-21-12 | CO2 | 210 | VCP | 12 | 402 MAHONEY AVE | Oak View | 2 | 0.00439 | 1963 | U-26-163 | A | None |  |  |  | 80 | 63 | 2043 | 38430 | 1963 | 210
H-21-14-H-21-13 | CO2 | 95 | VCP | 6 | 210 MAHONEY AVE | Oak View | 2 | 0.13263 | 1963 | U-26-163 | A | None |  |  |  | 80 | 63 | 2043 | 38000 | 1963 | 95
H-21-24-H-21-14 | CO2 | 307 | VCP | 6 | 244 MOUNTAIN VIEW ST | Oak View | 3 | 0 | 1963 | U-26-148,149 | A | None |  |  |  | 80 | 63 | 2043 | 122800 | 1963 | 307
H-21-15-H-21-14 | CO2 | 308 | VCP | 6 | 294 MAHONEY AVE | Oak View | 2 | 0.19708 | 1963 | U-26-163,164 | A | None |  |  |  | 80 | 63 | 2043 | 123200 | 1963 | 308
H-21-08-H-21-17 | CO2 | 55 | VCP | 6 | 129 BUNDREN ST | Oak View | 2 | 0.00655 | 1963 | U-26-155 | A | None |  |  |  | 80 | 63 | 2043 | 22000 | 1963 | 55
H-21-17-H-21-16 | CO2 | 240 | VCP | 6 | 129 MAHONEY AVE | Oak View | 2 | 0.0316 | 1963 | U-26-164 | A | None |  |  |  | 80 | 63 | 2043 | 96000 | 1963 | 240
H-21-16-H-21-15 | CO2 | 302 | VCP | 6 | 196 MAHONEY AVE | Oak View | 2 | 0.27815 | 1963 | U-26-164 | A | None |  |  |  | 80 | 63 | 2043 | 120800 | 1963 | 302
H-21-02-H-21-07 | CO2 | 188 | VCP | 8 | 164 Mountain View Ave | Oak View | 2 | 0.02686 | 1963 | U-26-149 | A | None |  |  |  | 80 | 63 | 2043 | 22936 | 1963 | 188
H-21-05-H-21-03 | CO2 | 82 | VCP | 6 | 162 OLIVE ST | Oak View | 2 | 0.09878 | 1963 | U-26-152 | A | None |  |  |  | 80 | 63 | 2043 | 32800 | 1963 | 82
H-21-06-H-21-01 | CO2 | 243 | VCP | 6 | 168 APRICOT ST | Oak View | 2 | 0.01604 | 1963 | U-26-154 | A | None |  |  |  | 80 | 63 | 2043 | 97200 | 1963 | 243
I-22-01-I-22-04 | CO2 | 424 | VCP | 6 | 1194 VENTURA (33) AVE | Oak View | 3 | 0.02575 | 1990 | U-26-169,U-26-553 | L | None | THE FIRST 65 FT. OF THIS MAINLINE IS PVC INSTALLED IN 1988,SEE ALSO U-26-553. |  |  | 80 | 36 | 2070 | 169600 | 1990 | 424
I-22-04-I-22-11 | CO2 | 404 | VCP | 6 | 1170 VENTURA (33) AVE | Oak View | 2 | 0.03675 | 1963 | U-26-169 | L | None |  |  |  | 80 | 63 | 2043 | 161600 | 1963 | 404
I-22-05-I-22-12 | CO2 | 392 | VCP | 6 | 112 ARNAZ DR | Oak View | 3 | 0.06875 | 1963 | U-26-173 | A | None |  |  |  | 80 | 63 | 2043 | 156800 | 1963 | 392
I-22-12-I-22-11 | CO2 | 141 | VCP | 6 | 60 ARNAZ DR | Oak View | 3 | 0.06788 | 1963 | U-26-172 | A | None |  |  |  | 80 | 63 | 2043 | 56400 | 1963 | 141
I-22-13-I-22-12 | CO2 | 71 | VCP | 6 | 60 ARNAZ DR | Oak View | 3 | 0.01045 | 1963 | U-26-172 | A | None |  |  |  | 80 | 63 | 2043 | 28400 | 1963 | 71
I-22-02-I-22-03 | CO2 | 284 | VCP | 6 | 155 VALLEY VIEW DR | Oak View | 2 | 0.06993 | 1963 | U-26-175 | A | None |  |  |  | 80 | 63 | 2043 | 113600 | 1963 | 284
I-22-03-I-22-09 | CO2 | 322 | VCP | 6 | 121 VALLEY VIEW DR | Oak View | 2 | 0.13025 | 1963 | U-26-174,U-26-175 | A | None |  |  |  | 80 | 63 | 2043 | 128800 | 1963 | 322
I-22-06-I-22-07 | CO2 | 140 | VCP | 6 | 125 SUNSET ST | Oak View | 2 | 0.11171 | 1963 | U-26-172 | A | None |  |  |  | 80 | 63 | 2043 | 56000 | 1963 | 140
I-22-07-I-22-17 | CO2 | 406 | VCP | 6 | 125 SUNSET ST | Oak View | 2 | 0.02675 | 1963 | U-26-171 | A | None |  |  |  | 80 | 63 | 2043 | 162400 | 1963 | 406
I-22-16-I-22-17 | CO2 | 125 | VCP | 6 | 80 SANTA ANA WAY | Oak View | 2 | 0.0072 | 1963 | U-26-172 | A | None |  |  |  | 80 | 63 | 2043 | 50000 | 1963 | 125
I-22-09-I-22-15 | CO2 | 351 | VCP | 6 | 75 VALLY VIEW DR | Oak View | 2 | 0.08812 | 1963 | U-26-174 | A | None |  |  |  | 80 | 63 | 2043 | 140400 | 1963 | 351
I-22-15-I-22-13 | CO2 | 303 | VCP | 6 | 25 SANTA ANA WAY | Oak View | 2 | 0.12389 | 1963 | U-26-172 | A | None |  |  |  | 80 | 63 | 2043 | 121200 | 1963 | 303
I-22-25-I-22-24 | CO2 | 170 | VCP | 6 | 45 HILL ST | Oak View | 2 | 0.08382 | 1963 | U-26-173 | A | None |  |  |  | 80 | 63 | 2043 | 68000 | 1963 | 170
I-22-26-I-22-28 | CO2 | 204 | VCP | 6 | 65 HILL ST | Oak View | 2 | 0.03009 | 1963 | U-26-174 | A | None |  |  |  | 80 | 63 | 2043 | 81600 | 1963 | 204
I-22-17-I-22-27 | CO2 | 281 | VCP | 6 | 140 OAK DR | Oak View | 2 | 0.09638 | 1963 | U-26-170,U-26-171 | A | None |  |  |  | 80 | 63 | 2043 | 112400 | 1963 | 281
I-22-27-I-22-28 | CO2 | 37 | VCP | 6 | 105 E OAK ST | Oak View | 2 | 0.07419 | 1963 | U-26-170 | A | None |  |  |  | 80 | 63 | 2043 | 14800 | 1963 | 37
I-22-28-I-22-34 | CO2 | 330 | VCP | 6 | 180 OAK DR | Oak View | 2 | 0.05906 | 1963 | U-26-170 | A | None |  |  |  | 80 | 63 | 2043 | 132000 | 1963 | 330
I-22-33-I-22-41 | CO2 | 137.7 | VCP | 6 | 85 LA CROSSE ST | Oak View | 3 | 0.0544 | 1963 | U-26-171 | A | None |  |  |  | 80 | 63 | 2043 | 55080 | 1963 | 137.7
I-22-42-I-22-41 | CO2 | 150 | VCP | 6 | 65 LA CROSSE ST | Oak View | 3 | 0 | 1964 | U-26-651 | F | None | EASEMENT |  |  | 80 | 62 | 2044 | 60000 | 1964 | 150
I-22-41-I-22-32 | CO2 | 288.2 | VCP | 6 | 60 LA CROSSE ST | Oak View | 3 | 0.05444 | 1963 | U-26-171 | A | None | EASEMENT |  |  | 80 | 63 | 2043 | 115280 | 1963 | 288.2
I-22-11-I-22-20 | CO2 | 410 | VCP | 6 | 1090 VENTURA AVE | Oak View | 2 | 0.0395 | 1963 | U-26-168,U-26-169 | A | None |  |  |  | 80 | 63 | 2043 | 164000 | 1963 | 410
I-22-20-I-22-32 | CO2 | 408 | VCP | 6 | 1024 VENTURA AVE | Oak View | 2 | 0.02725 | 1963 | U-26-168 | A | None |  |  |  | 80 | 63 | 2043 | 163200 | 1963 | 408
I-22-23-I-22-30 | CO2 | 128 | VCP | 6 | 13 BUNDREN ST | Oak View | 4 | 0.03 | 1963 | U-26-156 | A | None |  |  |  | 80 | 63 | 2043 | 51200 | 1963 | 128
I-21-12-I-22-35 | CO2 | 444 | VCP | 6 | 167 BUNDREN AVE | Oak View | 2 | 0 | 1963 | U-26-155,U-26-256 | A | None |  |  |  | 80 | 63 | 2043 | 177600 | 1963 | 444
I-22-36-I-22-35 | CO2 | 170 | VCP | 8 | 910 VENTURA AVE | Oak View | 2 | 0.04412 | 1963 | U-26-166 | A | None |  |  |  | 80 | 63 | 2043 | 20740 | 1963 | 170
I-22-30-I-22-35 | CO2 | 365.2 | VCP | 6 | 32 BUNDREN ST | Oak View | 2 | 0 | 1963 | U-26-156 | A | None |  |  |  | 80 | 63 | 2043 | 146080 | 1963 | 365.2
I-22-39-I-22-37 | CO2 | 51.3 | VCP | 6 | 880 VENTURA AVE | Oak View |  | 0.00683 | 1963 | U-26-168 | A | None | THIS LINE MAY NOT EXIST |  |  | 80 | 63 | 2043 | 20520 | 1963 | 51.3
I-22-37-I-22-36 | CO2 | 41 | VCP | 8 | 910 VENTURA AVE | Oak View | 2 | 0.00829 | 1963 | U-26-168 | A | None |  |  |  | 80 | 63 | 2043 | 5002 | 1963 | 41
I-22-32-I-22-36 | CO2 | 227 | VCP | 6 | 930 VENTURA AVE | Oak View | 3 | 0.01938 | 1963 | U-26-168 | A | None |  |  |  | 80 | 63 | 2043 | 90800 | 1963 | 227
I-22-38-I-22-37 | CO2 | 374.7 | VCP | 6 | 100 OJAI DR | Oak View | 2 | 0.07629 | 1963 | U-26-170 | A | None |  |  |  | 80 | 63 | 2043 | 149880 | 1963 | 374.7
I-22-34-I-22-38 | CO2 | 287.4 | VCP | 6 | 140 OJAI DR | Oak View | 2 | 0.02708 | 1963 | U-26-170 | A | None | Notify 110 Ojai Dr. Prior to cleaning so they can secure their bathroom. |  |  | 80 | 63 | 2043 | 114960 | 1963 | 287.4
H-22-18-H-22-24 | CO2 | 256 | VCP | 6 | 18 MOUNTAIN VIEW AVE | Oak View | 2 | 0.017 | 1963 | U-26-150 | A | None |  |  |  | 80 | 63 | 2043 | 102400 | 1963 | 256
H-22-24-H-22-32 | CO2 | 239 | VCP | 6 | 88 MOUNTAIN VIEW ST | Oak View | 2 | 0.01184 | 1963 | U-26-149 | A | None |  |  |  | 80 | 63 | 2043 | 95600 | 1963 | 239
H-22-33-H-22-32 | CO2 | 300 | VCP | 8 | 292 SANTA ANA BLVD | Oak View | 2 | 0.04567 | 1963 | U-26-165 | A | None | MH H-22-32 IS A DROP FROM THE EAST |  |  | 80 | 63 | 2043 | 36600 | 1963 | 300
H-22-19-H-22-21 | CO2 | 123 | VCP | 6 | 12 OLIVE ST | Oak View | 2 | 0.0401 | 1963 | U-26-150 | A | None |  |  |  | 80 | 63 | 2043 | 49200 | 1963 | 123
H-22-21-H-22-25 | CO2 | 154 | VCP | 6 | 36 OLIVE ST | Oak View | 2 | 0 | 1963 | U-26-150 | A | None | AS BUILT MAP NUMBER IS U-26-150,152 |  |  | 80 | 63 | 2043 | 61600 | 1963 | 154
H-22-27-H-22-25 | CO2 | 145 | VCP | 6 | 86 OLIVE ST | Oak View | 2 | 0.00677 | 1963 | U-26-152 | A | None |  |  |  | 80 | 63 | 2043 | 58000 | 1963 | 145
H-22-25-H-22-24 | CO2 | 300 | VCP | 6 | 77 OLIVE ST | Oak View | 2 | 0.01633 | 1963 | U-26-167 | E | None | Use buzz bomb or chain flail to clean grease out. |  |  | 80 | 63 | 2043 | 120000 | 1963 | 300
H-22-20-H-22-22 | CO2 | 72 | VCP | 6 | 14 APRICOT ST | Oak View | 2 | 0.00944 | 1963 | U-26-154 | A | None |  |  |  | 80 | 63 | 2043 | 28800 | 1963 | 72
H-22-22-H-22-21 | CO2 | 300 | VCP | 6 | 45 APRICOT ST | Oak View | 2 | 0.07 | 1963 | U-26-167 | E | None |  |  |  | 80 | 63 | 2043 | 120000 | 1963 | 300
H-22-40-H-22-22 | CO2 | 158 | VCP | 6 | 64 APIRCOT ST | Oak View | 3 | 0.49611 | 1963 | U-26-154 | A | None |  |  |  | 80 | 63 | 2043 | 63200 | 1963 | 158
H-22-32-H-21-02 | CO2 | 392 | VCP | 8 | 401 SANTA ANA BLVD | Oak View | 2 | 0.03605 | 1963 | U-26-149 | A | None | MH H-22-32 IS A DROP MH FROM THE EAST |  |  | 80 | 63 | 2043 | 47824 | 1963 | 392
H-22-26-H-22-34 | CO2 | 157 | VCP | 6 | 64 APRICOT ST | Oak View | 2 | 0.03774 | 1963 | U-26-154 | A | None |  |  |  | 80 | 63 | 2043 | 62800 | 1963 | 157
H-22-34-H-22-33 | CO2 | 304 | VCP | 6 | 95 SANTA ANA BLVD | Oak View | 2 | 0.06316 | 1963 | U-26-165 | A | None | MH H-22-34 IS A DROP MH FROM THE EAST, NORTH AND SOUTH |  |  | 80 | 63 | 2043 | 121600 | 1963 | 304
H-22-38-H-22-34 | CO2 | 147 | VCP | 6 | 120 APRICOT ST | Oak View | 2 | 0 | 1963 | U-26-154 | A | None |  |  |  | 80 | 63 | 2043 | 58800 | 1963 | 147
H-22-37-H-22-38 | CO2 | 23 | VCP | 6 | 120 APRICOT ST | Oak View | 2 | 0 | 1963 | U-26-154 | A | None |  |  |  | 80 | 63 | 2043 | 9200 | 1963 | 23
H-22-39-H-21-03 | CO2 | 201 | VCP | 6 | 122 OLIVE ST | Oak View | 2 | 0.46878 | 1963 | U-26-152 | A | None |  |  |  | 80 | 63 | 2043 | 80400 | 1963 | 201
H-21-04-H-22-37 | CO2 | 256 | VCP | 6 | 161 APRICOT ST | Oak View | 2 | 0.0161 | 1963 | U-26-154 | A | None |  |  |  | 80 | 63 | 2043 | 102400 | 1963 | 256
H-21-01-H-22-38 | CO2 | 135 | VCP | 6 | 136 APRICOT ST | Oak View | 2 | 0 | 1963 | U-26-154 | A | None |  |  |  | 80 | 63 | 2043 | 54000 | 1963 | 135
I-22-35-H-22-34 | CO2 | 251 | VCP | 8 | 93 SANTA ANA BLVD | Oak View | 2 | 0.06518 | 1963 | U-26-165 | A | None | MH I-22-35 IS A DROP MH FROM THE EAST |  |  | 80 | 63 | 2043 | 30622 | 1963 | 251
H-22-35-H-21-12 | CO2 | 496 | VCP | 6 | 126 VALLEY RD | Oak View | 2 | 0.03648 | 1963 | U-26-148 | A | None |  |  |  | 80 | 63 | 2043 | 198400 | 1963 | 496
I-22-43-I-22-42 | CO2 | 60 | VCP | 6 | 45 LA CROSSE ST | Oak View | 3 | 0 | 1964 | U-26-651 | F | None | EASEMENT |  |  | 80 | 62 | 2044 | 24000 | 1964 | 60
H-21-03-H-21-02 | CO2 | 300 | VCP | 6 | 155 OLIVE ST | Oak View | 2 | 0.07517 | 1963 | U-26-167 | E | None | In the middle of the line segment there is a bend in the pipe. |  |  | 80 | 63 | 2043 | 120000 | 1963 | 300
H-21-07-H-21-13 | CO2 | 110 | VCP | 10 | 182 MOUNTAIN VIEW ST | Oak View | 2 | 0.00727 | 1963 | U-26-149 | A | None |  |  |  | 80 | 63 | 2043 | 16775 | 1963 | 110
I-22-24-I-22-45 | CO2 | 202 | VCP | 8 | 20 HILL ST | Oak View | 2 | 0 | 1963 | U-26-173 | A | None |  |  |  | 80 | 63 | 2043 | 24644 | 1963 | 202
I-22-45-I-22-13 | CO2 | 245 | VCP | 8 | 1048 ARNEZ DR | Oak View |  |  | 1963 | U-26-173 | NA | None |  |  |  | 80 | 63 | 2043 | 29890 | 1963 | 245
K-24-09-K-24-11 | CO3 | 250 | VCP | 6 | 125 Alto Dr., Oak View | Oak View | 2 | 0.06 | 1963 | U-26-209 | A | None |  |  |  | 80 | 63 | 2043 | 100000 | 1963 | 250
K-24-11-K-24-13 | CO3 | 400 | VCP | 6 | 130 ALTO DR | Oak View | 2 | 0.01975 | 1963 | U-26-209 | A | None |  |  |  | 80 | 63 | 2043 | 160000 | 1963 | 400
K-24-13-K-24-16 | CO3 | 400 | VCP | 6 | 170 ALTO DR | Oak View | 2 | 0.00793 | 1963 | U-26-209 | A | None |  |  |  | 80 | 63 | 2043 | 160000 | 1963 | 400
K-24-16-J-24-20 | CO3 | 382 | VCP | 6 | 210 ALTO DR | Oak View | 2 | 0.02233 | 1963 | U-26-208,U-26-209 | A | None |  |  |  | 80 | 63 | 2043 | 152800 | 1963 | 382
J-24-20-J-24-19 | CO3 | 380 | VCP | 6 | 250 ALTO DR | Oak View | 2 | 0.01724 | 1963 | U-26-208 | A | None |  |  |  | 80 | 63 | 2043 | 152000 | 1963 | 380
H-21-10-H-21-22 | CO4 | 280 | VCP | 12 | 211 PROSPECT ST | Oak View | 2 | 0.017 | 1963 | U-26-145 | A | None |  |  |  | 80 | 63 | 2043 | 51240 | 1963 | 280
H-21-09-H-21-10 | CO4 | 237 | VCP | 6 | 643 MAHONEY AVE | Oak View | 2 | 0.00591 | 1963 | U-26-163 | A | None |  |  |  | 80 | 63 | 2043 | 94800 | 1963 | 237
H-22-02-H-22-06 | CO4 | 395 | VCP | 12 | OJAI TRAIL | Oak View | 2 | 0.01843 | 1963 | U-26-186 | C | None |  |  |  | 80 | 63 | 2043 | 72285 | 1963 | 395
H-22-06-H-22-11 | CO4 | 400 | VCP | 12 | OJAI TRAIL | Oak View | 2 | 0 | 1963 | U-26-185,U-26-186 | A | None |  |  |  | 80 | 63 | 2043 | 73200 | 1963 | 400
H-22-01-H-22-04 | CO4 | 178 | VCP | 6 | 475 MONTE VIA | Oak View | 2 | 0.03472 | 1963 | U-26-177 | A | None |  |  |  | 80 | 63 | 2043 | 71200 | 1963 | 178
H-22-04-H-22-07 | CO4 | 382 | VCP | 6 | 410 MONTE VIA | Oak View | 2 | 0.04005 | 1963 | U-26-177 | A | None |  |  |  | 80 | 63 | 2043 | 152800 | 1963 | 382
H-22-03-H-22-05 | CO4 | 354.4 | VCP | 6 | 195 RIO VIA | Oak View | 2 | 0.04673 | 1963 | U-26-178 | A | None |  |  |  | 80 | 63 | 2043 | 141760 | 1963 | 354.4
H-22-05-H-22-08 | CO4 | 322 | VCP | 6 | 140 RIO VIA | Oak View | 2 | 0.03314 | 1963 | U-26-177 | A | None |  |  |  | 80 | 63 | 2043 | 128800 | 1963 | 322
H-22-07-H-22-09 | CO4 | 410 | VCP | 6 | 295 MONTE VIA | Oak View | 2 | 0.03298 | 1963 | U-26-176 | A | None |  |  |  | 80 | 63 | 2043 | 164000 | 1963 | 410
H-22-08-H-22-09 | CO4 | 166 | VCP | 6 | 30 RIO VIA | Oak View | 2 | 0.12908 | 1963 | U-26-177 | A | None |  |  |  | 80 | 63 | 2043 | 66400 | 1963 | 166
H-22-09-H-22-12 | CO4 | 251 | VCP | 6 | 210 MONTE VIA | Oak View | 2 | 0.03542 | 1963 | U-26-176 | A | None |  |  |  | 80 | 63 | 2043 | 100400 | 1963 | 251
H-22-11-H-22-13 | CO4 | 400 | VCP | 12 | OJAI TRAIL | Oak View | 2 | 0.022 | 1963 | U-26-185 | A | None |  |  |  | 80 | 63 | 2043 | 73200 | 1963 | 400
H-22-13-H-22-16 | CO4 | 410 | VCP | 12 | OJAI TRAIL | Oak View | 2 | 0.02146 | 1963 | U-26-185 | A | None |  |  |  | 80 | 63 | 2043 | 75030 | 1963 | 410
H-22-10-H-22-12 | CO4 | 96 | VCP | 6 | 135 MONTE CT | Oak View | 2 | 0 | 1963 | U-26-176 | A | None | NO PROFILE FOR LINE |  |  | 80 | 63 | 2043 | 38400 | 1963 | 96
H-22-12-H-22-14 | CO4 | 329 | VCP | 6 | 130 MONTE VIA | Oak View | 2 | 0.03158 | 1963 | U-26-176 | A | None | THERE IS 80' OF 8" VCP |  |  | 80 | 63 | 2043 | 131600 | 1963 | 329
H-22-14-H-22-15 | CO4 | 90 | VCP | 8 | 15 MONTE VIA | Oak View | 2 | 0.01467 | 1963 | U-26-176 | A | None |  |  |  | 80 | 63 | 2043 | 10980 | 1963 | 90
H-22-15-H-22-16 | CO4 | 58 | VCP | 8 | 70 VALLEY RD | Oak View | 2 | 0.01621 | 1963 | U-26-176 | A | None | 20' OF 15" CASING |  |  | 80 | 63 | 2043 | 7076 | 1963 | 58
H-22-16-H-22-23 | CO4 | 250 | VCP | 10 | 32 PROSPECT ST | Oak View | 2 | 0.0348 | 1963 | U-26-146 | A | None |  |  |  | 80 | 63 | 2043 | 38125 | 1963 | 250
H-22-23-H-22-29 | CO4 | 253 | VCP | 10 | 52 PROSPECT ST | Oak View | 2 | 0.03585 | 1963 | U-26-146 | A | None |  |  |  | 80 | 63 | 2043 | 38582.5 | 1963 | 253
H-22-28-H-22-29 | CO4 | 219 | VCP | 6 | 615 SANTA ANA BLVD | Oak View | 2 | 0.00913 | 1963 | U-26-146 | A | None |  |  |  | 80 | 63 | 2043 | 87600 | 1963 | 219
H-22-30-H-22-29 | CO4 | 316 | VCP | 6 | 541 SANTA ANA BLVD | Oak View | 2 | 0.01228 | 1963 | U-26-165 | A | None |  |  |  | 80 | 63 | 2043 | 126400 | 1963 | 316
H-22-17-H-22-30 | CO4 | 466 | VCP | 6 | 20 VALLEY RD | Oak View | 2 | 0.02736 | 1963 | U-26-148 | A | None |  |  |  | 80 | 63 | 2043 | 186400 | 1963 | 466
H-22-31-H-22-30 | CO4 | 245 | VCP | 6 | 466 SANTA ANA BLVD | Oak View | 2 | 0.01233 | 1963 | U-26-165 | A | None |  |  |  | 80 | 63 | 2043 | 98000 | 1963 | 245
H-22-29-H-22-36 | CO4 | 292 | VCP | 12 | 109 PROSPECT ST | Oak View | 2 | 0 | 1963 | U-26-145,U-26-146 | A | None |  |  |  | 80 | 63 | 2043 | 53436 | 1963 | 292
H-22-36-H-21-10 | CO4 | 351 | VCP | 12 | 155 PROSPECT ST | Oak View | 2 | 0.30439 | 1963 | U-26-145 | A | None |  |  |  | 80 | 63 | 2043 | 64233 | 1963 | 351
H-23-02-H-22-02 | CO4 | 353 | VCP | 12 | OJAI TRAIL | Oak View | 2 | 0 | 1963 | U-26-186 | A | None |  |  |  | 80 | 63 | 2043 | 64599 | 1963 | 353
I-23-03-I-23-02 | CO4 | 148 | VCP | 8 | 82 CATALINA DR | Oak View | 2 | 0.00682 | 1972 | 51698 | A | None |  |  |  | 80 | 54 | 2052 | 18056 | 1972 | 148
I-23-02-I-23-01 | CO4 | 388 | VCP | 8 | 75 CATALINA DR | Oak View | 2 | 0.02229 | 1972 | 51698 | A | None |  |  |  | 80 | 54 | 2052 | 47336 | 1972 | 388
I-23-01-I-23-04 | CO4 | 211 | VCP | 6 | 5 CATALINA DR | Oak View | 2 | 0.022 | 1963 | U-26-179 | A | None |  |  |  | 80 | 63 | 2043 | 84400 | 1963 | 211
I-23-04-I-23-09 | CO4 | 370 | VCP | 6 | 5 CATALINA DR | Oak View | 2 | 0 | 1982 | U-26-429 | A | None |  |  |  | 80 | 44 | 2062 | 148000 | 1982 | 370
I-23-05-I-23-10 | CO4 | 328 | VCP | 12 | OJAI TRAIL | Oak View | 2 | 0.02924 | 1963 | U-26-188,U-26-429 | A | None |  |  |  | 80 | 63 | 2043 | 60024 | 1963 | 328
I-23-10-I-23-11 | CO4 | 77 | VCP | 12 | OJAI TRAIL | Oak View | 2 | 0 | 1963 | U-26-188 | A | None |  |  |  | 80 | 63 | 2043 | 14091 | 1963 | 77
I-23-11-I-23-12 | CO4 | 395 | VCP | 12 | OJAI TRAIL | Oak View | 2 | 0.02137 | 1963 | U-26-187,U-26-188 | A | None |  |  |  | 80 | 63 | 2043 | 72285 | 1963 | 395
I-23-12-I-23-13 | CO4 | 448 | VCP | 12 | OJAI TRAIL | Oak View | 2 | 0.02768 | 1963 | U-26-187 | A | None |  |  |  | 80 | 63 | 2043 | 81984 | 1963 | 448
I-24-44-I-23-03 | CO4 | 305 | VCP | 8 | 6 PUESTA DEL SOL | Oak View | 2 | 0.07869 | 1972 | 51697 | A | None |  |  |  | 80 | 54 | 2052 | 37210 | 1972 | 305
I-24-41-I-24-39 | CO4 | 338 | VCP | 8 | 67 CALLE EL PRADO | Oak View | 2 | 0.00775 | 1972 | 51696 | A | None |  |  |  | 80 | 54 | 2052 | 41236 | 1972 | 338
I-24-37-I-24-39 | CO4 | 90 | VCP | 6 | 145 CATALINA DR | Oak View | 2 | 0.05556 | 1963 | U-26-179 | A | None |  |  |  | 80 | 63 | 2043 | 36000 | 1963 | 90
I-24-39-I-24-45 | CO4 | 290 | VCP | 6 | 115 CATALINA DR | Oak View | 2 | 0.09669 | 1963 | U-26-179 | A | None |  |  |  | 80 | 63 | 2043 | 116000 | 1963 | 290
I-24-45-I-23-01 | CO4 | 118 | VCP | 6 | 15 CATALINA DR | Oak View | 2 | 0.04926 | 1963 | U-26-179 | A | None |  |  |  | 80 | 63 | 2043 | 47200 | 1963 | 118
I-24-46-I-23-05 | CO4 | 394 | VCP | 12 | OJAI TRAIL | Oak View | 2 | 0.01977 | 1963 | U-26-188 | A | None |  |  |  | 80 | 63 | 2043 | 72102 | 1963 | 394
I-24-35-I-24-32 | CO4 | 105 | VCP | 6 | 165 CATALINA DR | Oak View | 2 | 0.06762 | 1963 | U-26-182 | A | None |  |  |  | 80 | 63 | 2043 | 42000 | 1963 | 105
I-24-36-I-24-32 | CO4 | 346 | VCP | 6 | 22 CALLE VISTA DEL MONTE | Oak View | 2 | 0.01344 | 1963 | U-26-180,U-26-181 | A | None |  |  |  | 80 | 63 | 2043 | 138400 | 1963 | 346
I-24-40-I-24-33 | CO4 | 389 | VCP | 6 | 24 PUESTA DEL SOL | Oak View | 2 | 0.05776 | 1963 | U-26-182 | A | None |  |  |  | 80 | 63 | 2043 | 155600 | 1963 | 389
I-24-34-I-24-31 | CO4 | 201 | VCP | 6 | 5 CALLE VISTA DEL MONTE | Oak View | 2 | 0 | 1963 | U-26-183 | A | None |  |  |  | 80 | 63 | 2043 | 80400 | 1963 | 201
I-24-33-I-24-30 | CO4 | 298 | VCP | 6 | 102 PUESTA DEL SOL | Oak View | 2 | 0.0057 | 1963 | U-26-180 | A | None |  |  |  | 80 | 63 | 2043 | 119200 | 1963 | 298
I-24-30-I-24-26 | CO4 | 295 | VCP | 6 | 66 CALLE CINCO DE MAYO | Oak View | 2 | 0.00542 | 1963 | U-26-180 | A | None |  |  |  | 80 | 63 | 2043 | 118000 | 1963 | 295
I-24-31-I-24-29 | CO4 | 305 | VCP | 6 | 65 CALLE VISTA DEL MONTE | Oak View | 2 | 0.01082 | 1963 | U-26-183 | A | None |  |  |  | 80 | 63 | 2043 | 122000 | 1963 | 305
I-24-32-I-24-29 | CO4 | 175 | VCP | 6 | 195 CATALINA DR | Oak View | 2 | 0.08286 | 1963 | U-26-182 | A | None |  |  |  | 80 | 63 | 2043 | 70000 | 1963 | 175
I-24-29-I-24-27 | CO4 | 86 | VCP | 8 | 190 CATALINA DR | Oak View | 2 | 0.01302 | 1963 | U-26-182 | A | None |  |  |  | 80 | 63 | 2043 | 10492 | 1963 | 86
I-24-25-I-24-26 | CO4 | 498 | VCP | 6 | 15 BARBARA ST | Oak View | 2 | 0.02319 | 1963 | U-26-184 | A | None |  |  |  | 80 | 63 | 2043 | 199200 | 1963 | 498
I-24-26-I-24-27 | CO4 | 133 | VCP | 8 | 185 BARBARA ST | Oak View | 2 | 0.11669 | 1963 | U-26-184 | A | None |  |  |  | 80 | 63 | 2043 | 16226 | 1963 | 133
I-24-21-I-24-33 | CO4 | 546 | VCP | 6 | 11273 PUESTA DEL SOL | Oak View | 2 | 0.02792 | 1963 | U-26-181 | A | None |  |  |  | 80 | 63 | 2043 | 218400 | 1963 | 546
I-24-27-I-24-28 | CO4 | 315 | VCP | 8 | 209 BARBARA ST | Oak View | 2 | 0.00432 | 1963 | U-26-184 | A | None |  |  |  | 80 | 63 | 2043 | 38430 | 1963 | 315
I-24-28-I-24-24 | CO4 | 195 | VCP | 8 | 198 BARBARA ST | Oak View | 2 | 0.51764 | 1963 | U-26-184 | A | None |  |  |  | 80 | 63 | 2043 | 23790 | 1963 | 195
I-24-23-I-24-38 | CO4 | 522 | VCP | 12 | OJAI TRAIL | Oak View | 2 | 0.00885 | 1963 | U-26-189 | A | None |  |  |  | 80 | 63 | 2043 | 95526 | 1963 | 522
I-24-24-I-24-23 | CO4 | 20 | VCP | 12 | OJAI TRAIL | Oak View | 2 | 0.4535 | 1963 |  | A | None | 20' of 20" STEEL CASING |  |  | 80 | 63 | 2043 | 3660 | 1963 | 20
I-24-22-I-24-23 | CO4 | 92 | VCP | 8 | 11120 VENTURA AVE | Oak View | 2 | 0.05022 | 1963 | U-26-189 | A | None |  |  |  | 80 | 63 | 2043 | 11224 | 1963 | 92
I-24-13-I-24-20 | CO4 | 291 | VCP | 8 | 11291 OAKCREST AVE | Oak View | 2 | 0.00333 | 1965 | 43161 | A | None |  |  |  | 80 | 61 | 2045 | 35502 | 1965 | 291
I-24-20-I-24-24 | CO4 | 287 | VCP | 8 | 11267 OAKCREST AVE | Oak View | 2 | 0.00376 | 1965 | 43161 | A | None |  |  |  | 80 | 61 | 2045 | 35014 | 1965 | 287
I-24-19-I-24-20 | CO4 | 347 | VCP | 8 | 82 VALLY RIDGE ST | Oak View | 2 | 0.00311 | 1965 | 43165 | A | None |  |  |  | 80 | 61 | 2045 | 42334 | 1965 | 347
I-24-16-I-24-24 | CO4 | 407 | VCP | 12 | OJAI TRAIL | Oak View | 2 | 0.0059 | 1963 | U-26-191 | A | None |  |  |  | 80 | 63 | 2043 | 74481 | 1963 | 407
I-24-14-I-24-16 | CO4 | 140 | VCP | 12 | OJAI TRAIL | Oak View | 2 | 0.00357 | 1963 | U-26-191 | A | None |  |  |  | 80 | 63 | 2043 | 25620 | 1963 | 140
I-24-12-I-24-13 | CO4 | 134 | VCP | 8 | 74 WILLEY ST | Oak View | 2 | 0.00336 | 1965 | 43162 | A | None |  |  |  | 80 | 61 | 2045 | 16348 | 1965 | 134
I-24-11-I-24-12 | CO4 | 350 | VCP | 8 | 94 WILLEY ST | Oak View | 2 | 0.0034 | 1965 | 43162 | A | None |  |  |  | 80 | 61 | 2045 | 42700 | 1965 | 350
I-24-18-I-24-19 | CO4 | 340 | VCP | 8 | 114 Valley Ridge St | Oak View | 2 | 0.01547 | 1965 | 43165 | A | None |  |  |  | 80 | 61 | 2045 | 41480 | 1965 | 340
I-24-10-I-24-11 | CO4 | 169 | VCP | 8 | 121 WILLEY ST | Oak View | 2 | 0.02769 | 1965 | 43162 | A | None |  |  |  | 80 | 61 | 2045 | 20618 | 1965 | 169
I-24-09-I-24-10 | CO4 | 271 | VCP | 8 | 172 WILLEY ST | Oak View | 2 | 0.04985 | 1985 | 56703 | A | None |  |  |  | 80 | 41 | 2065 | 33062 | 1985 | 271
I-24-17-I-24-18 | CO4 | 345 | VCP | 8 | 11293 PUESTA DEL SOL | Oak View | 2 | 0.03745 | 1985 | 56703 | A | None |  |  |  | 80 | 41 | 2065 | 42090 | 1985 | 345
I-24-05-I-24-06 | CO4 | 350 | VCP | 8 | 105 CROWN ST | Oak View | 2 | 0.0034 | 1965 | 43164 | A | None |  |  |  | 80 | 61 | 2045 | 42700 | 1965 | 350
I-24-02-I-24-06 | CO4 | 270 | VCP | 8 | 11404 OAKCREST AVE | Oak View | 2 | 0.00359 | 1965 | 43163 | A | None |  |  |  | 80 | 61 | 2045 | 32940 | 1965 | 270
I-24-15-I-24-22 | CO4 | 360 | VCP | 8 | 11144 VENTURA AVE | Oak View | 2 | 0.00598 | 1963 | U-26-189 | A | None |  |  |  | 80 | 63 | 2043 | 43920 | 1963 | 360
I-24-03-I-24-14 | CO4 | 260 | VCP | 12 | OJAI TRAIL | Oak View | 2 | 0.38453 | 1963 | U-26-191 | A | None | Pipe Needs to be broken out of channel in I-24-14. |  |  | 80 | 63 | 2043 | 47580 | 1963 | 260
I-24-06-I-24-12 | CO4 | 261 | VCP | 8 | 11342 OAKCREST | Oak View | 2 | 0.00379 | 1965 | 43163 | A | None |  |  |  | 80 | 61 | 2045 | 31842 | 1965 | 261
I-25-02-I-25-06 | CO4 | 181 | VCP | 6 | 2141 RICE RD | Oak View | 2 | 0.02022 | 1965 | U-26-244 | A | None |  |  |  | 80 | 61 | 2045 | 72400 | 1965 | 181
I-25-06-I-25-05 | CO4 | 300 | VCP | 8 | 1107 FOREST AVE | Oak View | 2 | 0.00313 | 1965 | U-26-244 | A | None |  |  |  | 80 | 61 | 2045 | 36600 | 1965 | 300
I-25-05-I-25-04 | CO4 | 282 | VCP | 8 | 1138 FOREST AVE | Oak View | 2 | 0.00319 | 1965 | U-26-244 | A | None |  |  |  | 80 | 61 | 2045 | 34404 | 1965 | 282
I-25-08-I-25-09 | CO4 | 400 | VCP | 8 | 1182 WOODLAND AVE | Oak View | 2 | 0.0032 | 1965 | U-26-241 | A | None |  |  |  | 80 | 61 | 2045 | 48800 | 1965 | 400
I-25-01-I-25-03 | CO4 | 220 | VCP | 8 | 2165 WOODLAND AVE | Oak View | 2 | 0.02841 | 1965 | U-26-242 | A | None |  |  |  | 80 | 61 | 2045 | 26840 | 1965 | 220
I-25-04-I-25-03 | CO4 | 300 | VCP | 8 | 1166 FOREST AVE | Oak View | 2 | 0.0032 | 1965 | U-26-244 | A | None |  |  |  | 80 | 61 | 2045 | 36600 | 1965 | 300
I-25-03-I-25-07 | CO4 | 234 | VCP | 8 | 2215 WOODLAND AVE | Oak View | 2 | 0.03585 | 1965 | U-26-242 | A | None |  |  |  | 80 | 61 | 2045 | 28548 | 1965 | 234
I-25-07-I-25-08 | CO4 | 311 | VCP | 8 | 2293 WOODLAND AVE | Oak View | 2 | 0.00347 | 1965 | U-26-242 | A | None |  |  |  | 80 | 61 | 2045 | 37942 | 1965 | 311
I-25-09-I-25-10 | CO4 | 388 | VCP | 8 | 1143 WOODLAND AVE | Oak View | 2 | 0.0032 | 1965 | U-26-241 | A | None |  |  |  | 80 | 61 | 2045 | 47336 | 1965 | 388
I-25-27-I-25-28 | CO4 | 319 | VCP | 8 | 2218 RICE RD | Oak View | 2 | 0.02373 | 1967 | 43249 | A | None |  |  |  | 80 | 59 | 2047 | 38918 | 1967 | 319
I-25-28-I-25-10 | CO4 | 28 | VCP | 8 | 2264 RICE RD | Oak View | 2 | 0.09 | 1967 | 43249 | A | None |  |  |  | 80 | 59 | 2047 | 3416 | 1967 | 28
I-25-10-I-25-11 | CO4 | 143 | VCP | 8 | 1110 WOODLAND AVE | Oak View | 2 | 0.00664 | 1965 | U-26-240 | A | None |  |  |  | 80 | 61 | 2045 | 17446 | 1965 | 143
I-25-11-I-25-12 | CO4 | 322 | VCP | 8 | 2382 RICE RD | Oak View | 2 | 0.02394 | 1965 | U-26-240 | A | None |  |  |  | 80 | 61 | 2045 | 39284 | 1965 | 322
I-25-12-I-25-13 | CO4 | 369 | VCP | 8 | 1119 Woodland Dr. | Oak View | 2 | 0.00832 | 1965 | U-26-240 | A | None |  |  |  | 80 | 61 | 2045 | 45018 | 1965 | 369
I-25-13-I-25-16 | CO4 | 145 | VCP | 8 | 1159 BONMARK DR | Oak View | 2 | 0.00359 | 1965 | U-26-239 | G | None | Before cleaning call & notify Edward Lee 649-1939 |  |  | 80 | 61 | 2045 | 17690 | 1965 | 145
I-25-14-I-25-13 | CO4 | 396 | VCP | 8 | 1207 BONMARK DR | Oak View | 2 | 0.00316 | 1965 | U-26-245 | A | None |  |  |  | 80 | 61 | 2045 | 48312 | 1965 | 396
I-25-15-I-25-14 | CO4 | 84 | VCP | 8 | 2411 BONMARK DR | Oak View | 2 | 0.0031 | 1965 | U-26-245 | A | None |  |  |  | 80 | 61 | 2045 | 10248 | 1965 | 84
I-25-17-I-25-15 | CO4 | 350 | VCP | 8 | 2491 BONMARK DR | Oak View | 2 | 0.00469 | 1965 | U-26-245 | A | None |  |  |  | 80 | 61 | 2045 | 42700 | 1965 | 350
I-25-16-I-25-18 | CO4 | 299 | VCP | 8 | 2421 ARCATA RD | Oak View | 2 | 0.00318 | 1965 | U-26-239 | G | None |  |  |  | 80 | 61 | 2045 | 36478 | 1965 | 299
I-25-18-I-25-30 | CO4 | 85 | VCP | 8 | 11562 OAKCREST AVE | Oak View | 2 | 0.00412 | 1965 | U-26-239 | G | None | SEE ALSO AS-BUILT 60571 |  |  | 80 | 61 | 2045 | 10370 | 1965 | 85
I-25-21-I-25-17 | CO4 | 260 | VCP | 6 | 2551 BONMARK DR | Oak View | 2 | 0.0375 | 1965 | U-26-245 | A | None |  |  |  | 80 | 61 | 2045 | 104000 | 1965 | 260
I-25-30-I-25-23 | CO4 | 301 | VCP | 8 | 11571 OAKCREST AVE | Oak View | 2 | 0.00309 | 1965 | U-26-239 | G | None | MH I-25-30 IS LACATED IN FIELD AT END OF OAKCREST AVE. |  |  | 80 | 61 | 2045 | 36722 | 1965 | 301
I-25-23-I-25-24 | CO4 | 212 | VCP | 8 | 127 W WORMWOOD ST | Oak View | 2 | 0.00316 | 1986 | 54008-A,U-26-239 | A | None | ALSO SEE U-26-239 |  |  | 80 | 40 | 2066 | 25864 | 1986 | 212
I-25-24-I-25-25 | CO4 | 220 | VCP | 8 | 111 WORMWOOD ST | Oak View | 2 | 0.00359 | 1986 | 54008-A,U-26-239 | A | None | ALSO SEE U-26-239 |  |  | 80 | 40 | 2066 | 26840 | 1986 | 220
I-25-25-I-24-02 | CO4 | 267 | VCP | 8 | 11440 OAKCREST AVE | Oak View | 2 | 0 | 1965 | U-26-239 | A | None |  |  |  | 80 | 61 | 2045 | 32574 | 1965 | 267
I-24-01-I-24-02 | CO4 | 352 | VCP | 8 | 118 WILDOAK ST | Oak View | 2 | 0.00341 | 1965 | 43164 | A | None |  |  |  | 80 | 61 | 2045 | 42944 | 1965 | 352
I-26-05-I-26-06 | CO4 | 259 | VCP | 8 | 1913 WOODLAND AVE | Oak View | 2 | 0.01224 | 1965 | U-26-243 | A | None |  |  |  | 80 | 61 | 2045 | 31598 | 1965 | 259
I-26-06-I-26-07 | CO4 | 320 | VCP | 8 | 2021 WOODLAND AVE | Oak View | 2 | 0.00881 | 1965 | U-26-242 | A | None |  |  |  | 80 | 61 | 2045 | 39040 | 1965 | 320
I-26-09-I-26-08 | CO4 | 294 | VCP | 6 | 1136 LAKE AVE | Oak View | 2 | 0.0102 | 1965 | U-26-243 | A | None |  |  |  | 80 | 61 | 2045 | 117600 | 1965 | 294
I-26-08-I-26-07 | CO4 | 200 | VCP | 8 | 1160 LAKE AVE | Oak View | 2 | 0.09985 | 1965 | U-26-243 | A | None |  |  |  | 80 | 61 | 2045 | 24400 | 1965 | 200
I-26-07-I-25-01 | CO4 | 315 | VCP | 8 | 2049 WOODLAND AVE | Oak View | 2 | 0.00371 | 1965 | U-26-242 | A | None |  |  |  | 80 | 61 | 2045 | 38430 | 1965 | 315
K-24-25-K-24-24 | CO4 | 211 | VCP | 6 | 85 MONTEREY DR | Oak View | 2 | 0 | 1963 | U-26-201 | A | None | (NO PROFILE) SERVICE TO HOMES ON LOWER SIDE OF MONTEREY DR |  |  | 80 | 63 | 2043 | 84400 | 1963 | 211
K-24-24-K-24-06 | CO4 | 576 | VCP | 6 | 73 MONTEREY DR | Oak View | 2 | 0 | 1963 | U-26-201 | A | None | (NO PROFILE) SERVICE TO HOMES ON LOWER SIDE OF MONTEREY DR |  |  | 80 | 63 | 2043 | 230400 | 1963 | 576
K-24-03-K-24-04 | CO4 | 300 | VCP | 8 | 85 MONTEREY DR | Oak View | 2 | 0.01853 | 1963 | U-26-200,U-26-201 | A | None |  |  |  | 80 | 63 | 2043 | 36600 | 1963 | 300
K-24-04-K-24-07 | CO4 | 250 | VCP | 10 | 71 MONTEREY DR | Oak View | 2 | 0.003 | 1963 | U-26-201 | A | None |  |  |  | 80 | 63 | 2043 | 38125 | 1963 | 250
K-24-07-K-24-10 | CO4 | 245 | VCP | 10 | 33 MONTEREY DR | Oak View | 2 | 0.00306 | 1963 | U-26-201 | A | None |  |  |  | 80 | 63 | 2043 | 37362.5 | 1963 | 245
K-24-10-K-24-06 | CO4 | 283 | VCP | 8 | 5 BRANDT AVE | Oak View | 2 | 0.03922 | 1963 | U-26-201 | A | None |  |  |  | 80 | 63 | 2043 | 34526 | 1963 | 283
K-24-08-K-24-05 | CO4 | 250 | VCP | 6 | 65 ALTO DR | Oak View | 2 | 0.06 | 1963 | U-26-210 | A | None |  |  |  | 80 | 63 | 2043 | 100000 | 1963 | 250
K-24-05-K-24-02 | CO4 | 350 | VCP | 6 | 86 ALTO DR | Oak View | 2 | 0.05029 | 1963 | U-26-210 | A | None |  |  |  | 80 | 63 | 2043 | 140000 | 1963 | 350
K-24-01-J-24-09 | CO4 | 395 | VCP | 6 | 45 REPOSO DR | Oak View | 2 | 0.03013 | 1963 | U-26-202 | A | None |  |  |  | 80 | 63 | 2043 | 158000 | 1963 | 395
J-24-08-J-24-09 | CO4 | 496 | VCP | 6 | 170 BRANDT AVE | Oak View | 2 | 0.00563 | 1963 | U-26-203 | A | None |  |  |  | 80 | 63 | 2043 | 198400 | 1963 | 496
J-24-09-K-24-06 | CO4 | 330 | VCP | 10 | 1202 Loma # 22 | Oak View | 2 | 0.00306 | 1963 | U-26-203 | A | None |  |  |  | 80 | 63 | 2043 | 50325 | 1963 | 330
J-24-10-J-24-15 | CO4 | 344 | VCP | 6 | 165 BRANDT AVE | Oak View | 2 | 0.00776 | 1963 | U-26-211 | G | None |  |  |  | 80 | 63 | 2043 | 137600 | 1963 | 344
K-24-06-J-24-15 | CO4 | 513 | VCP | 10 | 50 BRANDT AVE | Oak View | 2 | 0.00339 | 1963 | U-26-199 | A | None |  |  |  | 80 | 63 | 2043 | 78232.5 | 1963 | 513
J-24-15-J-24-14 | CO4 | 261 | VCP | 10 | 43 FELIZ DR | Oak View | 2 | 0.00299 | 1963 | U-26-199 | A | None |  |  |  | 80 | 63 | 2043 | 39802.5 | 1963 | 261
J-24-14-J-24-13 | CO4 | 395 | VCP | 10 | 29 FELIZ DR | Oak View | 2 | 0.00327 | 1963 | U-26-199 | A | None | MH J-24-13 IS A DROP MANHOLE |  |  | 80 | 63 | 2043 | 60237.5 | 1963 | 395
J-24-13-J-24-12 | CO4 | 158 | VCP | 10 | 400 ENCINO DR | Oak View | 2 | 0.00299 | 1963 | U-26-205 | A | None |  |  |  | 80 | 63 | 2043 | 24095 | 1963 | 158
J-24-11-J-24-12 | CO4 | 316 | VCP | 6 | 35 LA CUMBRA ST | Oak View | 2 | 0.01774 | 1963 | U-26-204 | A | None |  |  |  | 80 | 63 | 2043 | 126400 | 1963 | 316
J-24-12-J-24-07 | CO4 | 443 | VCP | 10 | 365 ENCINO DR | Oak View | 2 | 0.00302 | 1963 | U-26-205 | A | None | Please notify b-4 entry to property Chaun Muir 331 Encino Drive, Oak View 649-9441/637-6496 |  |  | 80 | 63 | 2043 | 67557.5 | 1963 | 443
J-24-07-J-24-06 | CO4 | 173 | VCP | 10 | 331 ENCINO DR | Oak View | 2 | 0.00358 | 1963 | U-26-205 | G | None | MH J-24-06 INSIDE V.R.C.W.D. TANK SITE Please notify b-4 entry to property J-24-07 MH is under swing by oak tree Chaun Muir 331 Encino Drive, Oak View 649-9441/637-6496 |  |  | 80 | 63 | 2043 | 26382.5 | 1963 | 173
J-24-06-J-24-05 | CO4 | 180 | VCP | 10 | 331 ENCINO DR | Oak View | 2 | 0.005 | 1963 | U-26-205 | G | None |  |  |  | 80 | 63 | 2043 | 27450 | 1963 | 180
J-24-05-J-24-04 | CO4 | 383 | VCP | 8 | 295 ENCINO DR | Oak View | 2 | 0.10397 | 1963 | U-26-205,U-26-206 | E | None | MH J-24-05 INLET 10'' VCP OUTLET 8'' VCP |  |  | 80 | 63 | 2043 | 46726 | 1963 | 383
J-24-02-J-24-03 | CO4 | 200 | VCP | 8 | 11000 N VENTURA AVE | Oak View | 2 | 0.0084 | 1963 | U-26-190 | A | None |  |  |  | 80 | 63 | 2043 | 24400 | 1963 | 200
J-24-03-I-24-15 | CO4 | 389 | VCP | 8 | 11164 VENTURA AVE | Oak View | 2 | 0.0061 | 1963 | U-26-189 | A | None |  |  |  | 80 | 63 | 2043 | 47458 | 1963 | 389
J-24-01-I-24-03 | CO4 | 300 | VCP | 12 | OJAI TRAIL | Oak View | 2 | 0.01533 | 1963 | U-26-192 | A | None |  |  |  | 80 | 63 | 2043 | 54900 | 1963 | 300
J-24-17-J-24-13 | CO4 | 140 | VCP | 10 | 401 ENCINO DR | Oak View | 2 | 0.00307 | 1963 | U-26-207 | A | None |  |  |  | 80 | 63 | 2043 | 21350 | 1963 | 140
J-24-16-J-24-17 | CO4 | 332 | VCP | 6 | 35 DEL VALLE ST | Oak View | 2 | 0.00599 | 1963 | U-26-204 | A | None |  |  |  | 80 | 63 | 2043 | 132800 | 1963 | 332
J-24-18-J-24-17 | CO4 | 485 | VCP | 6 | 470 ENCINO DR | Oak View | 2 | 0.03616 | 1963 | U-26-207 | A | None |  |  |  | 80 | 63 | 2043 | 194000 | 1963 | 485
J-25-38-J-24-02 | CO4 | 300 | VCP | 8 | 11220 VENTURA AVE | Oak View | 2 | 0.00829 | 1963 | U-26-190 | A | None |  |  |  | 80 | 63 | 2043 | 36600 | 1963 | 300
J-25-36-J-24-22 | CO4 | 255 | VCP | 12 | OJAI TRAIL | Oak View | 2 | 0.008 | 1963 | U-26-192 | A | None |  |  |  | 80 | 63 | 2043 | 46665 | 1963 | 255
J-25-37-J-25-32 | CO4 | 400 | VCP | 8 | 2540 VALLEY MEADOW DR | Oak View | 2 | 0.0085 | 1963 | U-26-193 | A | None |  |  |  | 80 | 63 | 2043 | 48800 | 1963 | 400
J-25-30-J-25-36 | CO4 | 360 | VCP | 12 | OJAI TRAIL | Oak View | 2 | 0.0075 | 1963 | U-26-192 | A | None |  |  |  | 80 | 63 | 2043 | 65880 | 1963 | 360
J-25-27-J-25-38 | CO4 | 398.1 | VCP | 8 | 2995 VALLEY MEADOW DR | Oak View | 2 | 0.01294 | 1963 | U-26-190 | A | None | 25' ENCASEMENT |  |  | 80 | 63 | 2043 | 48568.2 | 1963 | 398.1
J-25-26-J-25-30 | CO4 | 13 | VCP | 10 | 11195 VENTURA AVE | Oak View | 2 | 0.01154 | 1965 | U-26-422 | A | None | J-25-26 METERING MANHOLE |  |  | 80 | 61 | 2045 | 1982.5 | 1965 | 13
J-25-32-J-25-27 | CO4 | 321 | VCP | 8 | 2493 VALLEY MEADOW DR | Oak View | 2 | 0.06 | 1963 | U-26-193 | A | None |  |  |  | 80 | 63 | 2043 | 39162 | 1963 | 321
I-26-12-I-25-27 | CO4 | 378 | VCP | 8 | 2088 RICE RD | Oak View | 2 | 0.02905 | 1967 | 43249 | A | None |  |  |  | 80 | 59 | 2047 | 46116 | 1967 | 378
J-25-28-J-25-33 | CO4 | 400 | VCP | 6 | 2181 VALLEY MEADOW DR | Oak View | 2 | 0.0435 | 1963 | U-26-194 | A | None |  |  |  | 80 | 63 | 2043 | 160000 | 1963 | 400
J-25-33-J-25-35 | CO4 | 400 | VCP | 6 | 2350 VALLEY MEADOW DR | Oak View | 2 | 0.04 | 1963 | U-26-194 | A | None |  |  |  | 80 | 63 | 2043 | 160000 | 1963 | 400
J-25-35-J-25-37 | CO4 | 400 | VCP | 6 | 2455 VALLEY MEADOW DR | Oak View | 2 | 0.02675 | 1963 | U-26-193,U-26-194 | A | None | 6" VCP FOR 200 FT. 8" VCP FOR 200 FT. |  |  | 80 | 63 | 2043 | 160000 | 1963 | 400
J-26-01-I-26-05 | CO4 | 248 | VCP | 8 | 1895 WOODLAND AVE | Ojai | 2 | 0.01157 | 1965 | U-26-243 | A | None |  |  |  | 80 | 61 | 2045 | 30256 | 1965 | 248
J-26-02-J-26-01 | CO4 | 270 | VCP | 8 | 1976 RICE RD | Ojai | 2 | 0.00381 | 1965 | U-26-243 | A | None |  |  |  | 80 | 61 | 2045 | 32940 | 1965 | 270
J-26-03-J-26-02 | CO4 | 250 | VCP | 6 | 1924 RICE RD | Ojai | 2 | 0.01216 | 1965 | U-26-243 | A | None |  |  |  | 80 | 61 | 2045 | 100000 | 1965 | 250
K-25-05-K-25-06 | CO4 | 400 | VCP | 6 | 2036 VALLEY MEADOW DR | Oak View | 2 | 0.10425 | 1963 | U-26-196 | A | None |  |  |  | 80 | 63 | 2043 | 160000 | 1963 | 400
K-25-06-K-25-08 | CO4 | 400 | VCP | 6 | 2065 VALLEY MEADOW DR | Oak View | 2 | 0.02675 | 1963 | U-26-195,U-26-196 | A | None |  |  |  | 80 | 63 | 2043 | 160000 | 1963 | 400
K-25-09-K-25-10 | CO4 | 238 | VCP | 6 | 220 FELIZ DR | Oak View | 2 | 0.04941 | 1963 | U-26-198 | A | None |  |  |  | 80 | 63 | 2043 | 95200 | 1963 | 238
K-25-10-K-25-13 | CO4 | 400 | VCP | 6 | 190 FELIZ DR | Oak View | 2 | 0.0655 | 1963 | U-26-198 | A | None |  |  |  | 80 | 63 | 2043 | 160000 | 1963 | 400
K-25-13-K-25-18 | CO4 | 490 | VCP | 6 | 143 FELIZ DR | Oak View | 2 | 0.04592 | 1963 | U-26-198 | A | None |  |  |  | 80 | 63 | 2043 | 196000 | 1963 | 490
K-25-15-K-25-13 | CO4 | 195 | VCP | 6 | 5 ALTO DR | Oak View | 2 | 0.03026 | 1963 | U-26-211 | A | None |  |  |  | 80 | 63 | 2043 | 78000 | 1963 | 195
K-25-19-K-25-15 | CO4 | 300 | VCP | 6 | 33 ALTO DR | Oak View | 2 | 0.016 | 1963 | U-26-211 | A | None |  |  |  | 80 | 63 | 2043 | 120000 | 1963 | 300
K-25-16-K-25-18 | CO4 | 150 | VCP | 6 | 45 HOWARD AVE | Oak View | 2 | 0.02653 | 1963 | U-26-200 | A | None |  |  |  | 80 | 63 | 2043 | 60000 | 1963 | 150
K-24-02-K-25-19 | CO4 | 250 | VCP | 6 | 55 ALTO DR | Oak View | 2 | 0 | 1963 | U-26-210 | A | None |  |  |  | 80 | 63 | 2043 | 100000 | 1963 | 250
K-25-18-K-25-20 | CO4 | 270 | VCP | 10 | 45 HOWARD AVE | Oak View | 2 | 0.00304 | 1963 | U-26-200 | A | None |  |  |  | 80 | 63 | 2043 | 41175 | 1963 | 270
K-25-20-K-24-03 | CO4 | 320 | VCP | 8 | 2 HOWARD AVE | Oak View | 2 | 0.01853 | 1963 | U-26-200 | A | None |  |  |  | 80 | 63 | 2043 | 39040 | 1963 | 320
K-25-14-K-25-17 | CO4 | 300 | VCP | 6 | 98 Howard Ave | Oak View | 2 | 0.063 | 1963 | U-26-202 | A | None |  |  |  | 80 | 63 | 2043 | 120000 | 1963 | 300
K-25-17-K-24-01 | CO4 | 400 | VCP | 6 | 86 REPOSO DR | Oak View | 2 | 0.041 | 1963 | U-26-202 | A | None |  |  |  | 80 | 63 | 2043 | 160000 | 1963 | 400
K-25-12-J-25-28 | CO4 | 400 | VCP | 6 | 2168 VALLEY MEADOW DR | Oak View | 2 | 0.0605 | 1963 | U-26-194,U-26-195 | A | None |  |  |  | 80 | 63 | 2043 | 160000 | 1963 | 400
K-25-11-K-25-12 | CO4 | 400 | VCP | 6 | 2153 VALLEY MEADOW DR | Oak View | 2 | 0.0265 | 1963 | U-26-195 | A | None |  |  |  | 80 | 63 | 2043 | 160000 | 1963 | 400
K-25-08-K-25-11 | CO4 | 400 | VCP | 6 | 2095 VALLEY MEADOW DR | Oak View | 2 | 0.03925 | 1963 | U-26-195 | A | None | VERY NARROW ROAD WATCH TRAFFIC DURING LINE CLEANING VACTOR MAY BLOCK TRAFFIC |  |  | 80 | 63 | 2043 | 160000 | 1963 | 400
L-25-01-L-25-02 | CO4 | 443 | VCP | 6 | 1975 VALLEY MEADOW DR | Oak View | 2 | 0.0579 | 1963 | U-26-197 | A | None |  |  |  | 80 | 63 | 2043 | 177200 | 1963 | 443
L-25-02-K-25-05 | CO4 | 402 | VCP | 6 | 2036 VALLEY MEADOW DR | Oak View | 2 | 0 | 1963 | U-26-196 | A | None |  |  |  | 80 | 63 | 2043 | 160800 | 1963 | 402
I-24-38-I-24-46 | CO4 | 402 | VCP | 12 | OJAI TRAIL | Oak View | 2 | 0 | 1963 | U-26-188 | A | None |  |  |  | 80 | 63 | 2043 | 73566 | 1963 | 402
J-24-22-J-24-01 | CO4 | 45 | VCP | 12 | OJAI TRAIL | Oak View | 2 |  | 1963 | U-26-192 | A | None |  |  |  | 80 | 63 | 2043 | 8235 | 1963 | 45
J-21-13-J-21-14 | AO9 | 145 | VCP | 18 | 10460 CREEK RD | Oak View | 1 | 0.00572 | 1969 | U-26-456 | G | None |  |  |  | 80 | 57 | 2049 | 39802.5 | 1969 | 145
J-21-14-J-21-15 | AO9 | 381 | VCP | 18 | 10440 CREEK RD | Oak View | 1 | 0.00591 | 1969 | U-26-456 | G | None |  |  |  | 80 | 57 | 2049 | 104584.5 | 1969 | 381
H-20-35-H-20-31 | CO5 | 401 | VCP | 6 | 861 SPRING ST | Oak View | 2 | 0.00787 | 1963 | U-26-139 | A | None |  |  |  | 80 | 63 | 2043 | 160400 | 1963 | 401
H-20-31-H-20-29 | CO5 | 200 | VCP | 6 | 750 SPRING ST | Oak View | 2 | 0.0077 | 1963 | U-26-139 | A | None |  |  |  | 80 | 63 | 2043 | 80000 | 1963 | 200
H-20-29-H-20-28 | CO5 | 270 | VCP | 6 | 102 SUNSET AVE | Oak View | 2 | 0.006 | 1963 | U-26-140 | A | None |  |  |  | 80 | 63 | 2043 | 108000 | 1963 | 270
H-20-28-H-20-27 | CO5 | 263 | VCP | 6 | 236 SUNSET ST | Oak View | 2 | 0.00637 | 1963 | U-26-140 | A | None | Notify Trena Neese at 236 Sunset Ave. to secure her bathroom prior to cleaning. |  |  | 80 | 63 | 2043 | 105200 | 1963 | 263
H-20-26-H-20-27 | CO5 | 344 | VCP | 6 | 455 SUNSET AVE | Oak View | 2 | 0.0086 | 1963 | U-26-140 | A | None |  |  |  | 80 | 63 | 2043 | 137600 | 1963 | 344
H-20-22-H-20-16 | CO5 | 352 | VCP | 6 | 698 LARMIER AVE | Oak View | 2 | 0.00801 | 1963 | U-26-136 | A | None |  |  |  | 80 | 63 | 2043 | 140800 | 1963 | 352
H-20-16-H-20-08 | CO5 | 370 | VCP | 6 | 600 LARMIER AVE | Oak View | 2 | 0 | 1963 | U-26-135,U-26-136 | A | None | OTHER AS BUILT NUMBER U-26-136. |  |  | 80 | 63 | 2043 | 148000 | 1963 | 370
H-20-08-H-20-09 | CO5 | 78 | VCP | 6 | 455 LARMIER AVE | Oak View | 2 | 0.00603 | 1963 | U-26-135 | A | None |  |  |  | 80 | 63 | 2043 | 31200 | 1963 | 78
H-20-23-H-20-17 | CO5 | 365 | VCP | 6 | 697 GOODHOPE ST | Oak View | 2 | 0.00499 | 1963 | U-26-137 | A | None |  |  |  | 80 | 63 | 2043 | 146000 | 1963 | 365
H-20-17-H-20-09 | CO5 | 305 | VCP | 6 | 601 GOODHOPE ST | Oak View | 2 | 0.006 | 1963 | U-26-136 | A | None |  |  |  | 80 | 63 | 2043 | 122000 | 1963 | 305
H-20-09-H-20-10 | CO5 | 250 | VCP | 6 | 405 LARMIER AVE | Oak View | 2 | 0.00584 | 1963 | U-26-135 | A | None |  |  |  | 80 | 63 | 2043 | 100000 | 1963 | 250
H-20-27-H-20-18 | CO5 | 360 | VCP | 8 | 315 SUNSET ST | Oak View | 2 | 0.00403 | 1963 | U-26-137,U-26-138 | A | None | THE OTHER AS BUILT IS U-26-137 |  |  | 80 | 63 | 2043 | 43920 | 1963 | 360
H-20-18-H-20-10 | CO5 | 405 | VCP | 8 | 611 VINE ST | Oak View | 2 | 0.004 | 1963 | U-26-137 | A | None |  |  |  | 80 | 63 | 2043 | 49410 | 1963 | 405
H-20-10-H-20-11 | CO5 | 250 | VCP | 8 | 305 LARMIER AVE | Oak View | 2 | 0.004 | 1963 | U-26-135 | A | None |  |  |  | 80 | 63 | 2043 | 30500 | 1963 | 250
H-20-11-H-20-12 | CO5 | 243 | VCP | 8 | 209 LARMIER AVE | Oak View | 2 | 0.00399 | 1963 | U-26-135 | A | None |  |  |  | 80 | 63 | 2043 | 29646 | 1963 | 243
H-20-24-H-20-19 | CO5 | 345 | VCP | 6 | 583 SPRING ST | Oak View | 2 | 0.00148 | 1963 | U-26-138 | A | None |  |  |  | 80 | 63 | 2043 | 138000 | 1963 | 345
H-20-19-H-20-12 | CO5 | 307 | VCP | 6 | 571 SPRING ST | Oak View | 2 | 0 | 1963 | U-26-138 | A | None |  |  |  | 80 | 63 | 2043 | 122800 | 1963 | 307
H-20-25-H-20-20 | CO5 | 340 | VCP | 6 | 690 SPRING ST | Oak View | 2 | 0.00441 | 1963 | U-26-138 | A | None |  |  |  | 80 | 63 | 2043 | 136000 | 1963 | 340
H-20-20-H-20-13 | CO5 | 353 | VCP | 6 | 524 SPRING ST | Oak View | 2 | 0 | 1963 | U-26-138 | A | None |  |  |  | 80 | 63 | 2043 | 141200 | 1963 | 353
H-20-12-H-20-13 | CO5 | 30 | VCP | 8 | 110 LARMIER AVE | Oak View | 2 | 0.00333 | 1963 | U-26-135 | A | None |  |  |  | 80 | 63 | 2043 | 3660 | 1963 | 30
H-20-14-H-20-13 | CO5 | 237 | VCP | 8 | 110 LARMIER AVE | Oak View | 2 | 2.1097 | 1963 | U-26-135 | A | None |  |  |  | 80 | 63 | 2043 | 28914 | 1963 | 237
H-20-15-H-20-14 | CO5 | 17 | VCP | 8 | 445 VENTURA AVE | Oak View | 2 | 0.00529 | 1963 | U-26-133 | A | None |  |  |  | 80 | 63 | 2043 | 2074 | 1963 | 17
H-20-06-H-20-14 | CO5 | 285 | VCP | 8 | 473 VENTURA AVE | Oak View | 2 | 0.004 | 1963 | U-26-132 | A | None |  |  |  | 80 | 63 | 2043 | 34770 | 1963 | 285
H-20-07-H-20-06 | CO5 | 122 | VCP | 8 | 420 PARK ST | Oak View | 2 | 0 | 1963 | U-26-131 | A | None |  |  |  | 80 | 63 | 2043 | 14884 | 1963 | 122
H-20-04-H-20-06 | CO5 | 130 | VCP | 6 | 473 VENTURA AVE | Oak View |  |  | 1963 | NONE | NA | None |  |  |  | 80 | 63 | 2043 | 52000 | 1963 | 130
H-20-02-H-21-64 | CO5 | 400 | VCP | 6 | 81 RICHFORD LN | Oak View | 1 |  | 1963 | U-26-142 | A | None | H-20-02 is a cleanout |  |  | 80 | 63 | 2043 | 160000 | 1963 | 400
H-21-65-H-21-61 | CO5 | 385 | VCP | 6 | 46 KUNKLE ST | Oak View | 3 | 0.00805 | 1963 | U-26-141 | A | None |  |  |  | 80 | 63 | 2043 | 154000 | 1963 | 385
H-20-03-H-21-65 | CO5 | 343 | VCP | 6 | 65 MINUET PL | Oak View | 1 |  | 1963 | U-26-142 | A | None |  |  |  | 80 | 63 | 2043 | 137200 | 1963 | 343
H-20-05-H-20-04 | CO5 | 0 | VCP | 4 | NA | Oak View |  |  | 1963 | NONE | NA | None |  |  |  | 80 | 63 | 2043 | 0 | 1963 | 0
H-20-13-H-21-57 | CO5 | 585 | VCP | 10 | 110 LARMIER AVE | Oak View | 2 | 0.00318 | 1963 | U-26-143 | A | None |  |  |  | 80 | 63 | 2043 | 89212.5 | 1963 | 585
H-21-61-H-21-57 | CO5 | 110 | VCP | 6 | 45 KUNKLE ST | Oak View | 2 | 0 | 1978 | U-26-215 | A | None |  |  |  | 80 | 48 | 2058 | 44000 | 1978 | 110
H-21-59-H-21-57 | CO5 | 215 | VCP | 6 | 15 KUNKLE ST | Oak View | 2 | 0.00986 | 1963 | U-26-141 | A | None |  |  |  | 80 | 63 | 2043 | 86000 | 1963 | 215
H-21-57-H-21-50 | CO5 | 340 | VCP | 10 | 36 KUNKLE ST | Oak View | 2 | 0.00659 | 1963 | U-26-143 | A | None |  |  |  | 80 | 63 | 2043 | 51850 | 1963 | 340
H-21-50-H-21-44 | CO5 | 161 | VCP | 8 | 33 KUNKLE ST | Oak View | 2 | 0.13851 | 1963 | U-26-143 | A | None |  |  |  | 80 | 63 | 2043 | 19642 | 1963 | 161
H-21-43-H-21-44 | CO5 | 308 | VCP | 8 | 55 SHORT ST | Oak View | 2 | 0.04 | 1963 | U-26-128 | E | None |  |  |  | 80 | 63 | 2043 | 37576 | 1963 | 308
H-21-46-H-21-42 | CO5 | 151 | VCP | 8 | 350 APRICOT ST | Oak View | 2 | 0 | 1963 | U-26-128 | G | None | EASEMENT |  |  | 80 | 63 | 2043 | 18422 | 1963 | 151
H-21-42-H-21-47 | CO5 | 412 | VCP | 8 | 359 OLIVE ST | Oak View | 2 | 0.05425 | 1963 | U-26-127 | G | None | THIS EASEMENT RUNS PARTIALLY ACROSS THE BOTTOM OF OLIVE ST. |  |  | 80 | 63 | 2043 | 50264 | 1963 | 412
H-21-47-H-21-49 | CO5 | 350 | VCP | 8 | 398 MOUNTAIN VIEW ST | Oak View | 2 | 0.06746 | 1963 | U-26-127 | G | None | EASEMENT |  |  | 80 | 63 | 2043 | 42700 | 1963 | 350
H-21-49-H-21-48 | CO5 | 107 | VCP | 10 | 378 PORSPECT ST | Oak View | 2 | 0.02234 | 1963 | U-26-127 | G | None | EASEMENT |  |  | 80 | 63 | 2043 | 16317.5 | 1963 | 107
H-21-36-H-21-41 | CO5 | 180 | VCP | 6 | 341 OLIVE ST | Oak View | 2 | 0.03067 | 1963 | U-26-151 | A | None |  |  |  | 80 | 63 | 2043 | 72000 | 1963 | 180
H-21-33-H-21-44 | CO5 | 414 | VCP | 6 | 348 APRICOT / OAK VIEW DR. ST | Oak View | 2 | 0.07585 | 1963 | U-26-153 | A | None | Attention: Call Before Cleaning Ron Timmens 323 Apricot St. 649-4087, Mike Zielsdorf 348 Apricot St Hm 649-2780 Cl 701-0194. Also Call American Hay & Mercantile Co. 649-3300 |  |  | 80 | 63 | 2043 | 165600 | 1963 | 414
H-21-38-H-21-43 | CO5 | 142 | VCP | 8 | 322 BUNDREN ST | Oak View | 2 | 0 | 1963 | U-26-155 | A | None |  |  |  | 80 | 63 | 2043 | 17324 | 1963 | 142
H-21-35-H-21-38 | CO5 | 235 | VCP | 8 | 110 OAK VIEW AVE | Oak View | 2 | 0.02979 | 1963 | U-26-155 | A | None |  |  |  | 80 | 63 | 2043 | 28670 | 1963 | 235
H-21-45-H-21-39 | CO5 | 220 | VCP | 6 | 378 PROSPECT ST | Oak View | 2 | 0.006 | 1963 | U-26-144 | A | None |  |  |  | 80 | 63 | 2043 | 88000 | 1963 | 220
H-21-39-H-21-25 | CO5 | 270 | VCP | 6 | 336 PROSPECT ST | Oak View | 2 | 0.36437 | 1963 | U-26-144 | A | None |  |  |  | 80 | 63 | 2043 | 108000 | 1963 | 270
H-21-25-H-21-26 | CO5 | 110 | VCP | 10 | 291 PROSPECT ST | Oak View | 2 | 0 | 1963 | U-26-159 | G | None | THIS EASEMENT IS OFF OF PROSPECT AVE |  |  | 80 | 63 | 2043 | 16775 | 1963 | 110
K-21-02-K-21-01 | AO9 | 264 | VCP | 18 | 10562 CREEK RD | Oak View | 1 | 0.01004 | 1969 | U-26-457 | G | None |  |  |  | 80 | 57 | 2049 | 72468 | 1969 | 264
H-21-27-H-21-26 | CO5 | 53 | VCP | 8 | 281 VALLEY RD | Oak View | 2 | 0 | 1963 | U-26-159 | G | None |  |  |  | 80 | 63 | 2043 | 6466 | 1963 | 53
H-21-28-H-21-27 | CO5 | 179 | VCP | 8 | 272 OAK VIEW AVE | Oak View | 2 | 0.05866 | 1963 | U-26-159 | G | None |  |  |  | 80 | 63 | 2043 | 21838 | 1963 | 179
H-21-63-H-21-28 | CO5 | 102 | VCP | 6 | 447 OAK VIEW AVE | Oak View | 2 | 0.51377 | 1963 | U-26-159 | A | None | H-21-63 IS CLEANOUT INSTALLED 6-25-91 |  |  | 80 | 63 | 2043 | 40800 | 1963 | 102
H-21-22-H-21-25 | CO5 | 303 | VCP | 12 | 242 Prospect Ave | Oak View | 2 | 0 | 1963 | U-26-144,145 | A | None | THE OTHER AS BUILT NUMBER IS U-26-145 |  |  | 80 | 63 | 2043 | 55449 | 1963 | 303
H-21-23-H-21-28 | CO5 | 280 | VCP | 12 | 256 VALLEY RD | Oak View | 2 | 0.00514 | 1963 | U-26-147 | A | None |  |  |  | 80 | 63 | 2043 | 51240 | 1963 | 280
H-21-34-H-21-35 | CO5 | 195 | VCP | 6 | 155 W. OAK VIEW AVE | Oak View | 2 | 0.006 | 1963 | U-26-160 | A | None |  |  |  | 80 | 63 | 2043 | 78000 | 1963 | 195
H-21-18-H-21-33 | CO5 | 495 | VCP | 6 | 229 APRICOT ST | Oak View | 2 | 0 | 1963 | U-26-153 | A | None |  |  |  | 80 | 63 | 2043 | 198000 | 1963 | 495
I-21-36-I-21-39 | CO5 | 453 | VCP | 6 | 390 OLD VENTURA AVE | Oak View | 2 | 0.006 | 1963 | U-26-130 | A | None |  |  |  | 80 | 63 | 2043 | 181200 | 1963 | 453
I-21-35-I-21-34 | CO5 | 376 | VCP | 6 | 390 OLD VENTURA AVE | Oak View | 2 | 0.01518 | 1963 | U-26-128 | A | None |  |  |  | 80 | 63 | 2043 | 150400 | 1963 | 376
I-21-34-I-21-33 | CO5 | 48 | VCP | 6 | 600 VENTURA AVE | Oak View | 2 | 0.00208 | 1963 | U-26-128 | A | None |  |  |  | 80 | 63 | 2043 | 19200 | 1963 | 48
I-21-37-I-21-34 | CO5 | 445 | VCP | 6 | 779 VENTURA AVE | Oak View | 2 | 0.04297 | 1963 | U-26-132 | A | None |  |  |  | 80 | 63 | 2043 | 178000 | 1963 | 445
H-21-60-I-21-33 | CO5 | 445 | VCP | 6 | 525 VENTURA AVE | Oak View | 2 | 0.01685 | 1963 | U-26-132 | A | None |  |  |  | 80 | 63 | 2043 | 178000 | 1963 | 445
I-21-33-H-21-43 | CO5 | 192 | VCP | 6 | 625 VENTURA AVE | Oak View | 2 | 0.0526 | 1963 | U-26-128 | A | None |  |  |  | 80 | 63 | 2043 | 76800 | 1963 | 192
I-21-38-I-21-32 | CO5 | 526 | VCP | 6 | 450 OLD GRADE RD | Oak View | 2 | 0.0424 | 1963 | U-26-129 | A | None |  |  |  | 80 | 63 | 2043 | 210400 | 1963 | 526
I-21-31-I-21-25 | CO5 | 150 | VCP | 6 | 310 OLD VENTURA AVE | Oak View | 2 | 0.00667 | 1963 | U-26-157 | A | None |  |  |  | 80 | 63 | 2043 | 60000 | 1963 | 150
I-21-26-I-21-25 | CO5 | 234 | VCP | 10 | 110 OAK VIEW AVE | Oak View | 2 | 0.00355 | 1963 | U-26-160 | A | None |  |  |  | 80 | 63 | 2043 | 35685 | 1963 | 234
I-21-25-I-21-24 | CO5 | 226 | VCP | 10 | 290 OAK VIEW AVE | Oak View | 2 | 0.00261 | 1963 | U-26-160 | A | None |  |  |  | 80 | 63 | 2043 | 34465 | 1963 | 226
I-21-24-H-21-35 | CO5 | 265 | VCP | 10 | 80 Oak View Ave | Oak View | 2 | 0.00321 | 1963 | U-26-160 | A | None |  |  |  | 80 | 63 | 2043 | 40412.5 | 1963 | 265
I-21-28-I-21-27 | CO5 | 200 | VCP | 6 | 190 OAK VIEW AVE | Oak View | 2 | 0.0745 | 1963 | U-26-161 | A | None |  |  |  | 80 | 63 | 2043 | 80000 | 1963 | 200
I-21-14-I-21-23 | CO5 | 393 | VCP | 6 | 800 N. Ventura Avenue | Oak View | 2 | 0 | 1963 | U-26-157/8 | A | None |  |  |  | 80 | 63 | 2043 | 157200 | 1963 | 393
I-21-27-I-21-26 | CO5 | 361 | VCP | 6 | 150 OAK VIEW AVE | Oak View | 2 | 0.04011 | 1963 | U-26-161 | A | None |  |  |  | 80 | 63 | 2043 | 144400 | 1963 | 361
I-21-21-I-21-24 | CO5 | 370 | VCP | 6 | 100 E OJAI DR | Oak View | 2 | 0.07568 | 1963 | U-26-157 | A | None | MAY NOT BE ABLE TO RUN HOSE ALL THE WAY TO TOP BECAUSE OF SLOPE |  |  | 80 | 63 | 2043 | 148000 | 1963 | 370
I-21-23-I-21-25 | CO5 | 335 | VCP | 6 | 760 VENTURA AVE | Oak View | 2 | 0.00478 | 1963 | U-26-157 | A | None |  |  |  | 80 | 63 | 2043 | 134000 | 1963 | 335
I-21-29-I-21-28 | CO5 | 300 | VCP | 6 | 230 OAK VIEW AVE | Oak View | 2 | 0.00633 | 1963 | U-26-161 | A | None |  |  |  | 80 | 63 | 2043 | 120000 | 1963 | 300
I-21-30-I-21-29 | CO5 | 200 | VCP | 6 | 240 E. OAK VIEW AVE | Oak View | 2 | 0.066 | 1963 | U-26-161 | A | None |  |  |  | 80 | 63 | 2043 | 80000 | 1963 | 200
I-21-20-I-21-19 | CO5 | 277 | VCP | 8 | 480 DONNA ST | Oak View | 2 | 0 | 1973 | 52384 | A | None | THE OTHER AS BUILT NUMBER IS 40285. 135 FT. IS PVC |  |  | 80 | 53 | 2053 | 33794 | 1973 | 277
I-21-19-I-21-18 | CO5 | 269 | VCP | 8 | 260 DONNA ST | Oak View | 2 | 0.01796 | 1965 | 40285 | A | None |  |  |  | 80 | 61 | 2045 | 32818 | 1965 | 269
I-21-11-I-21-19 | CO5 | 279 | VCP | 8 | 45 ALMOND AVE | Oak View | 2 | 0.00634 | 1965 | 40288 | A | None |  |  |  | 80 | 61 | 2045 | 34038 | 1965 | 279
I-21-10-I-21-20 | CO5 | 309 | VCP | 8 | 10469 DALE AVE | Oak View | 2 | 0.01628 | 1973 | 52385 | A | None |  |  |  | 80 | 53 | 2053 | 37698 | 1973 | 309
I-21-18-I-21-17 | CO5 | 259 | VCP | 8 | 190 DONNA ST | Oak View | 2 | 0.0495 | 1965 | 40285 | A | None |  |  |  | 80 | 61 | 2045 | 31598 | 1965 | 259
I-21-17-I-21-16 | CO5 | 283 | VCP | 8 | 140 DONNA ST | Oak View | 2 | 0.06435 | 1965 | 40285 | A | None |  |  |  | 80 | 61 | 2045 | 34526 | 1965 | 283
I-21-16-I-21-22 | CO5 | 175 | VCP | 8 | 75 HIGH ST | Oak View | 2 | 0 | 1965 | 40285 | A | None |  |  |  | 80 | 61 | 2045 | 21350 | 1965 | 175
I-21-22-I-21-26 | CO5 | 350 | VCP | 8 | 228 HIGH ST | Oak View | 2 | 0.00886 | 1963 | U-26-162 | A | None |  |  |  | 80 | 63 | 2043 | 42700 | 1963 | 350
I-21-02-I-21-14 | CO5 | 387 | VCP | 6 | 840 VENTURA AVE | Oak View | 2 | 0.006 | 1963 | U-26-158 | A | None |  |  |  | 80 | 63 | 2043 | 154800 | 1963 | 387
I-21-03-I-21-02 | CO5 | 158 | VCP | 6 | 74 WATKINS WAY | Oak View | 2 | 0.12278 | 1965 | U-26-303 | A | None |  |  |  | 80 | 61 | 2045 | 63200 | 1965 | 158
I-21-04-I-21-03 | CO5 | 153 | VCP | 6 | 80 WATKINS WAY | Oak View | 2 | 0 | 1965 | U-26-303 | G | None |  |  |  | 80 | 61 | 2045 | 61200 | 1965 | 153
I-21-15-I-21-04 | CO5 | 439 | VCP | 6 | 100 WATKINS WAY | Oak View | 2 | 0.07125 | 1965 | U-26-303 | G | None |  |  |  | 80 | 61 | 2045 | 175600 | 1965 | 439
I-21-08-I-21-17 | CO5 | 400 | VCP | 8 | 70 PATHELEN AVE | Oak View | 2 | 0.07018 | 1965 | 40286 | A | None |  |  |  | 80 | 61 | 2045 | 48800 | 1965 | 400
I-21-07-I-21-18 | CO5 | 408 | VCP | 8 | 85 MAXINE AVE | Oak View | 2 | 0.05882 | 1965 | 40287 | A | None |  |  |  | 80 | 61 | 2045 | 49776 | 1965 | 408
I-21-05-I-21-06 | CO5 | 286 | VCP | 8 | 75 ANDRUS ST | Oak View | 2 | 0.02605 | 1965 | 40284 | A | None |  |  |  | 80 | 61 | 2045 | 34892 | 1965 | 286
I-21-06-I-21-11 | CO5 | 276 | VCP | 8 | 80 ALMOND AVE | Oak View | 2 | 0.05467 | 1965 | 40288 | A | None |  |  |  | 80 | 61 | 2045 | 33672 | 1965 | 276
I-20-03-H-20-07 | CO5 | 296 | VCP | 6 | 60 PARK ST | Oak View | 2 | 0.00635 | 1963 | U-26-131 | A | None |  |  |  | 80 | 63 | 2043 | 118400 | 1963 | 296
I-20-04-I-20-03 | CO5 | 322 | VCP | 6 | 135 PARK ST | Oak View | 2 | 0.08143 | 1963 | U-26-131 | A | None | THIS LINE SEGMENT IS MADE UP OF BOTH PVC AND VCP SO PLEASE SEE ATLAS TO SEE WHERE |  |  | 80 | 63 | 2043 | 128800 | 1963 | 322
I-20-05-H-20-15 | CO5 | 417 | VCP | 6 | 65 PORTAL ST | Oak View | 2 | 0.00475 | 1963 | U-26-133 | G | None |  |  |  | 80 | 63 | 2043 | 166800 | 1963 | 417
I-20-07-I-20-05 | CO5 | 469 | VCP | 6 | 110 PORTAL ST | Oak View | 2 | 0.00501 | 2000 | U-26-133-A | G | None |  |  |  | 80 | 26 | 2080 | 187600 | 2000 | 469
I-20-06-I-20-07 | CO5 | 162 | VCP | 6 | 190 PORTAL ST | Oak View | 2 | 0 | 1963 | U-26-134 | A | None |  |  |  | 80 | 63 | 2043 | 64800 | 1963 | 162
I-20-01-I-20-02 | CO5 | 176 | VCP | 6 | 495 OLD GRADE RD | Oak View | 2 | 0.04489 | 1963 | U-26-129 | G | None |  |  |  | 80 | 63 | 2043 | 70400 | 1963 | 176
I-20-02-I-21-38 | CO5 | 272 | VCP | 6 | 500 OLD GRADE RD | Oak View | 2 | 0.00599 | 1963 | U-26-129 | A | None |  |  |  | 80 | 63 | 2043 | 108800 | 1963 | 272
H-20-21-I-20-07 | CO5 | 211.5 | VCP | 6 | 300 N VENTURA AVE | Oak View | 2 | 0.005 | 1963 | U-26-134,U-26-650 | A | None |  |  |  | 80 | 63 | 2043 | 84600 | 1963 | 211.5
J-21-03-J-21-05 | CO5 | 398 | VCP | 8 | 10485 KAREN AVE | Oak View | 2 | 0.06514 | 1973 | 52384 | A | None |  |  |  | 80 | 53 | 2053 | 48556 | 1973 | 398
J-21-05-J-21-04 | CO5 | 170 | VCP | 8 | 565 DONNA ST | Oak View | 2 | 0.00604 | 1973 | 52384 | A | None |  |  |  | 80 | 53 | 2053 | 20740 | 1973 | 170
J-21-04-I-21-20 | CO5 | 299 | VCP | 8 | 565 DONNA ST | Oak View | 2 | 0.02493 | 1973 | 52384 | A | None |  |  |  | 80 | 53 | 2053 | 36478 | 1973 | 299
J-21-07-J-21-06 | CO5 | 195 | VCP | 6 | 325 OAK VIEW AVE | Oak View | 2 | 0.00595 | 1963 | U-26-162 | A | None |  |  |  | 80 | 63 | 2043 | 78000 | 1963 | 195
J-21-06-I-21-30 | CO5 | 300 | VCP | 6 | 300 OAK VIEW AVE | Oak View | 2 | 0.006 | 1963 | U-26-162 | A | None |  |  |  | 80 | 63 | 2043 | 120000 | 1963 | 300
J-22-28-J-22-29 | CO5 | 80 | VCP | 6 | 575 THOMAS ST | Oak View | 2 | 0.08913 | 1975 | 52752 | A | None |  |  |  | 80 | 51 | 2055 | 32000 | 1975 | 80
J-22-24-J-22-27 | CO5 | 267 | VCP | 8 | 669 SUSAN AVE | Oak View | 2 | 0.28457 | 1975 | 52752 | A | None |  |  |  | 80 | 51 | 2055 | 32574 | 1975 | 267
J-22-23-J-22-24 | CO5 | 331 | VCP | 8 | 542 RAYMOND ST | Oak View | 2 | 0.00619 | 1975 | 52753 | A | None |  |  |  | 80 | 51 | 2055 | 40382 | 1975 | 331
I-21-32-I-21-35 | CO5 | 127 | VCP | 6 | 350 OLD GRADE RD | Oak View | 2 | 0.0126 | 1963 | U-26-129 | A | None |  |  |  | 80 | 63 | 2043 | 50800 | 1963 | 127
I-21-39-H-20-07 | CO5 | 390 | VCP | 6 | 570 OLD VENTURA AVE | Oak View | 2 | 0.00608 | 1963 | U-26-130 | A | None |  |  |  | 80 | 63 | 2043 | 156000 | 1963 | 390
H-21-19-H-21-35 | CO5 | 485 | VCP | 6 | 219 BUNDREN ST | Oak View | 2 | 0.04536 | 1963 | U-26-155 | A | None |  |  |  | 80 | 63 | 2043 | 194000 | 1963 | 485
I-21-41-I-21-08 | CO5 | 199 | VCP | 8 | 95 PATHELEN AVE | Oak View | 2 | 0.09146 | 1965 | 40286 | A | None |  |  |  | 80 | 61 | 2045 | 24278 | 1965 | 199
H-21-64-H-21-62 | CO5 | 221 | VCP | 6 | 99 KUNKLE | Oak View | 1 |  | 1963 | U-26-141 | NA | None |  |  |  | 80 | 63 | 2043 | 88400 | 1963 | 221
H-21-62-H-21-56 | CO5 | 120 | VCP | 6 | 98 KUNKLE ST | Oak View | 3 | 0.01458 | 1963 | U-26-141 | A | None |  |  |  | 80 | 63 | 2043 | 48000 | 1963 | 120
H-21-29-H-21-63 | CO5 | 80 | VCP | 6 | 502 ABANDONED OAK VIEW AVE | Oak View | 2 | 0.23676 | 1963 | U-26-159 | A | None | H-21-63 IS CLEANOUT INSTALLED 6-25-91 |  |  | 80 | 63 | 2043 | 32000 | 1963 | 80
I-21-40-I-21-16 | CO5 | 132 | VCP | 6 | 80 HIGH ST | Oak View | 2 | 0 | 1965 | 40285 | A | None |  |  |  | 80 | 61 | 2045 | 52800 | 1965 | 132
H-21-55-H-21-64 | CO5 | 30 | VCP | 6 | 99 KUNKLE ST | Oak View | 3 | 0.00479 | 1963 | U-26-141 | A | None |  |  |  | 80 | 63 | 2043 | 12000 | 1963 | 30
H-19-03-H-19-02 | CO6 | 163 | VCP | 8 | 250 GRANDE VISTA ST | Oak View | 3 | 0.01601 | 1966 | U-26-233 | A | None | MONITORING MANHOLE FOR SSES FLOW STUDY |  |  | 80 | 60 | 2046 | 19886 | 1966 | 163
H-19-04-H-19-03 | CO6 | 260 | VCP | 8 | 205 GRANDE VISTA ST | Oak View | 3 | 0.01188 | 1966 | U-26-234 | A | None |  |  |  | 80 | 60 | 2046 | 31720 | 1966 | 260
H-19-07-H-19-03 | CO6 | 189 | VCP | 6 | 915 LARMIER AVE | Oak View | 3 | 0.01519 | 1966 | U-26-235 | A | None |  |  |  | 80 | 60 | 2046 | 75600 | 1966 | 189
H-19-08-H-19-07 | CO6 | 58 | VCP | 6 | 920 LARMIER AVE | Oak View | 3 | 0.04411 | 1966 | U-26-235 | E | None |  |  |  | 80 | 60 | 2046 | 23200 | 1966 | 58
H-19-13-H-19-08 | CO6 | 181 | VCP | 6 | 980 LARMIER AVE | Oak View | 3 | 0.02535 | 1966 | U-26-235 | A | None |  |  |  | 80 | 60 | 2046 | 72400 | 1966 | 181
H-19-09-H-19-04 | CO6 | 275 | VCP | 8 | 955 HOLLY KNOLL DR | Oak View | 3 | 0.01767 | 1966 | U-26-236 | A | None |  |  |  | 80 | 60 | 2046 | 33550 | 1966 | 275
H-19-16-H-19-09 | CO6 | 272 | VCP | 6 | 985 Holly Knoll Dr | Oak View | 3 | 0.01044 | 1966 | U-26-236 | A | None |  |  |  | 80 | 60 | 2046 | 108800 | 1966 | 272
H-19-17-H-19-16 | CO6 | 336 | VCP | 6 | 140 VERDE OAK DR | Oak View | 3 | 0.01164 | 1966 | U-26-235 | A | None |  |  |  | 80 | 60 | 2046 | 134400 | 1966 | 336
H-19-05-H-19-04 | CO6 | 376 | VCP | 8 | 145 GRANDE VISTA ST | Oak View | 3 | 0.00984 | 1966 | U-26-234 | A | None |  |  |  | 80 | 60 | 2046 | 45872 | 1966 | 376
H-19-11-H-19-05 | CO6 | 312 | VCP | 8 | 960 ENCORE ST | Oak View | 3 | 0.01821 | 1966 | U-26-236 | A | None |  |  |  | 80 | 60 | 2046 | 38064 | 1966 | 312
H-19-14-H-19-11 | CO6 | 200 | VCP | 6 | 980 ENCORE ST | Oak View | 3 | 0.01415 | 1966 | U-26-236 | A | None |  |  |  | 80 | 60 | 2046 | 80000 | 1966 | 200
H-19-06-H-19-05 | CO6 | 315 | VCP | 8 | 900 SPRING ST | Oak View | 3 | 0.00483 | 1966 | U-26-234 | A | None |  |  |  | 80 | 60 | 2046 | 38430 | 1966 | 315
H-19-12-H-19-06 | CO6 | 402 | VCP | 8 | 950 SPRING ST | Oak View | 3 | 0.01535 | 1966 | U-26-234 | A | None |  |  |  | 80 | 60 | 2046 | 49044 | 1966 | 402
H-19-18-H-19-12 | CO6 | 354 | VCP | 6 | 1040 SPRING ST | Oak View | 3 | 0.0276 | 1966 | U-26-234 | A | None |  |  |  | 80 | 60 | 2046 | 141600 | 1966 | 354
K-21-01-J-21-08 | AO9 | 341 | VCP | 18 | 10562 CREEK RD | Oak View | 1 | 0.01003 | 1969 | U-26-457 | G | None |  |  |  | 80 | 57 | 2049 | 93604.5 | 1969 | 341
K-22-11-K-22-12 | AO9 | 45 | VCP | 18 | CREEK RD | Oak View | 1 | 0.01267 | 1969 | U-26-457 | A | None |  |  |  | 80 | 57 | 2049 | 12352.5 | 1969 | 45
H-18-10-H-18-11 | AO9 | 319 | VCP | 21 | OLD CREEK RD | Oak View | 1 | 0.00734 | 1969 | U-26-447 | F | None | EASEMENT |  |  | 80 | 57 | 2049 | 102159.75 | 1969 | 319
H-18-11-H-18-12 | AO9 | 350 | VCP | 21 | OLD CREEK RD | Oak View | 1 | 0.00731 | 1969 | U-26-446 | F | None | THIS LINE IS LOCATED IN THE GIRL SCOUT CAMP OFF OF SULFUR MOUNTAIN RD. |  |  | 80 | 57 | 2049 | 112087.5 | 1969 | 350
I-12-04-I-12-05 | DO1 | 450 | VCP | 24 | 6363 N VENTURA AVE | Ventura | 1 | 0.00558 | 1969 | U-26-105 | E | None | MANHOLES LOCATED ON TREATMENT PLANT ACCESS ROAD |  |  | 80 | 57 | 2049 | 164700 | 1969 | 450
I-12-03-I-12-04 | DO1 | 338 | VCP | 24 | 6363 N VENTURA AVE | Ventura | 1 | 0.00568 | 1969 | U-26-105 | E | None | MANHOLES LOCATED ON TREATMENT PLANT ACCESS ROAD |  |  | 80 | 57 | 2049 | 123708 | 1969 | 338
G-15-11-G-15-12 | DO1 | 49 | VCP | 21 | OJAI TRAIL | Ventura | 1 | 0.00786 | 1969 | U-26-112 | A | None | THIS MANHOLE IS IN THE PAVED PORTION OF THE TRAIL. |  |  | 80 | 57 | 2049 | 15692.25 | 1969 | 49
G-15-10-G-15-11 | DO1 | 215 | VCP | 21 | OJAI TRAIL | Ventura | 2 | 0.00812 | 1969 | U-26-112 | G | None | MARC,TOM |  |  | 80 | 57 | 2049 | 68853.75 | 1969 | 215
G-15-09-G-15-10 | DO1 | 188 | VCP | 21 | OJAI TRAIL | Ventura | 2 | 0.00819 | 1969 | U-26-112 | G | None | 42"X 5/16 STEEL PIPE CASING 30' |  |  | 80 | 57 | 2049 | 60207 | 1969 | 188
G-15-08-G-15-09 | DO1 | 295 | VCP | 21 | 8225 EDISON DR | Ventura | 2 | 0.00739 | 1969 | U-26-112 | E | None | MANHOLE G-15-09 IS LOCATED ON LOCATED ON OJAI VALLEY TRAIL ACCESSED FROM FOST |  |  | 80 | 57 | 2049 | 94473.75 | 1969 | 295
G-15-06-G-15-08 | DO1 | 487 | VCP | 21 | 8295 EDISON DR | Ventura | 2 | 0.00856 | 1969 | U-26-112 | A | None | ALSO SEE AS-BUILT MAP NUMBER U-26-112 |  |  | 80 | 57 | 2049 | 155961.75 | 1969 | 487
G-15-03-G-15-06 | DO1 | 352 | VCP | 21 | EDISON DR | Ventura | 2 | 0.00815 | 1969 | U-26-113-B | A | None |  |  |  | 80 | 57 | 2049 | 112728 | 1969 | 352
G-15-02-G-15-03 | DO1 | 254 | VCP | 21 | EDISON DR | Ventura | 2 | 0.00811 | 1969 | U-26-113 | A | None | MANHOLE G-15-02 HAS A 6" LATERAL COMING FROM THE WEST |  |  | 80 | 57 | 2049 | 81343.5 | 1969 | 254
G-16-10-G-15-02 | DO1 | 375 | VCP | 21 | 151 RANCH RD | Ventura | 2 | 0.00013 | 1969 | U-26-113 | G | None | MARC,TOM |  |  | 80 | 57 | 2049 | 120093.75 | 1969 | 375
G-16-08-G-16-10 | DO1 | 336 | VCP | 21 | OJAI TRAIL | Ventura | 2 | 0 | 1969 | U-26-113,U-26-115 | A | None | HAD TOO CALL ABOUT WILD LAMAS, PLEASE NOTIFY BERNIDET BROWN WHEN THIS LINE NEEDS TO BE CLEANED. |  |  | 80 | 57 | 2049 | 107604 | 1969 | 336
G-16-06-G-16-08 | DO1 | 139 | VCP | 21 | OJAI TRAIL | Ventura | 2 | 0.0082 | 1969 | U-26-115 | A | None |  |  |  | 80 | 57 | 2049 | 44514.75 | 1969 | 139
G-16-04-G-16-06 | DO1 | 102 | VCP | 21 | OJAI TRAIL | Ventura | 1 | 0.00814 | 1969 | U-26-115 | G | None | G-16-04 IS W. OF OJAI TRAIL G-16-06 IS E. OF OJAI TRAIL.30' ENCASEMENT |  |  | 80 | 57 | 2049 | 32665.5 | 1969 | 102
H-17-03-G-17-01 | DO1 | 32 | VCP | 21 | OJAI TRAIL | Ventura | 2 | 0.00625 | 1969 | U-26-118 | G | None |  |  |  | 80 | 57 | 2049 | 10248 | 1969 | 32
H-17-02-H-17-03 | DO1 | 300 | VCP | 21 | OJAI TRAIL | Ventura | 2 | 0.00697 | 1969 | U-26-118 | G | None |  |  |  | 80 | 57 | 2049 | 96075 | 1969 | 300
H-17-01-H-17-02 | DO1 | 257 | VCP | 21 | OJAI TRAIL | Ventura | 2 | 0.00693 | 1969 | U-26-118 | G | None |  |  |  | 80 | 57 | 2049 | 82304.25 | 1969 | 257
H-17-10-H-17-09 | DO1 | 47 | VCP | 24 | SULFUR MOUNTAIN RD | Oak View | 1 | 0.03244 | 1969 | U-26-447 | A | None | SULPHUR MOUNTAIN METER |  |  | 80 | 57 | 2049 | 17202 | 1969 | 47
H-18-07-H-17-01 | DO1 | 217 | VCP | 18 | HWY 33 | Ventura | 2 | 0.00685 | 1969 | U-26-118,U-26-119 | G | None | EASEMENT |  |  | 80 | 57 | 2049 | 59566.5 | 1969 | 217
G-18-01-G-18-02 | CO7 | 254.4 | VCP | 18 | OJAI TRAIL | Oak View | 2 | 0.00898 | 1969 | U-26-120 | A | None |  |  |  | 80 | 57 | 2049 | 69832.8 | 1969 | 254.4
G-18-02-H-18-01 | CO7 | 235.74 | VCP | 21 | OJAI TRAIL | Oak View | 2 | 0.00434 | 1969 | U-26-120 | A | None |  |  |  | 80 | 57 | 2049 | 75495.735 | 1969 | 235.74
G-18-03-G-18-01 | CO7 | 360 | VCP | 18 | OJAI TRAIL | Oak View | 2 | 0.00818 | 1969 | U-26-121 | A | None |  |  |  | 80 | 57 | 2049 | 98820 | 1969 | 360
G-19-06-G-18-03 | CO7 | 421 | VCP | 18 | OJAI TRAIL | Oak View | 2 | 0.01238 | 1969 | U-26-121 | A | None |  |  |  | 80 | 57 | 2049 | 115564.5 | 1969 | 421
H-18-02-H-18-03 | CO7 | 101.1 | VCP | 18 | HWY 33 | Oak View | 2 | 0.0078 | 1969 | U-26-120 | G | None |  |  |  | 80 | 57 | 2049 | 27751.95 | 1969 | 101.1
G-15-01-G-15-02 | DO1 | 368 | VCP | 8 | 40 RANCH RD | Ventura | 4 | 0.639 | 1977 | U-26-113A | A | None | G-15-01 IS A CLEAN-OUT |  |  | 80 | 49 | 2057 | 44896 | 1977 | 368
H-18-03-H-18-04 | CO7 | 174.06 | VCP | 18 | HWY 33 | Oak View | 2 | 0.00873 | 1969 | U-26-119 | G | None | EASEMENT |  |  | 80 | 57 | 2049 | 47779.47 | 1969 | 174.06
H-18-04-H-18-05 | CO7 | 172.56 | VCP | 18 | HWY 33 | Oak View | 2 | 0.0078 | 1969 | U-26-119 | G | None | EASEMENT |  |  | 80 | 57 | 2049 | 47367.72 | 1969 | 172.56
H-18-05-H-18-06 | CO7 | 284.64 | VCP | 18 | HWY 33 | Oak View | 2 | 0.00794 | 1969 | U-26-119 | A | None | EASEMENT |  |  | 80 | 57 | 2049 | 78133.68 | 1969 | 284.64
H-18-06-H-18-07 | CO7 | 389.23 | VCP | 18 | HWY 33 | Oak View | 2 | 0.00796 | 1969 | U-26-119 | G | None | EASEMENT |  |  | 80 | 57 | 2049 | 106843.635 | 1969 | 389.23
S-30-05-S-30-07 | AO1 | 378 | VCP | 15 | 1302 E Ojai Ave | Ojai | 1 | 0.0019 | 1980 | U-26-43 | A | None |  |  |  | 80 | 46 | 2060 | 86467.5 | 1980 | 378
H-18-23-H-17-10 | AO9 | 102 | VCP | 24 | SULFUR MOUNTAIN RD | Oak View | 1 | 0.02716 | 1988 | U-26-477 | L | None | THIS LINE SEGMENT IS THE BY-PASS LINE AROUND THE SULFUR MOUNTAIN RD. METER |  |  | 80 | 38 | 2068 | 37332 | 1988 | 102
R-30-28-R-30-06 | AO1 | 150 | VCP | 15 | 952 E Ojai Ave | Ojai | 2 | 0.00787 | 1994 | U-26-636 | A | None |  |  |  | 80 | 32 | 2074 | 34312.5 | 1994 | 150
S-30-16-R-30-28 | AO1 | 350 | VCP | 15 | 996 E Ojai Ave | Ojai | 2 | 0.0076 | 1994 | U-26-517 | A | None | Line Coming into MH S-30-16 from the South is a Lateral to the Golf Course |  |  | 80 | 32 | 2074 | 80062.5 | 1994 | 350
R-30-10-R-30-09 | AO3 | 360 | VCP | 15 | 849 E Ojai Ave | Ojai | 2 | 2.05033 | 1994 | U-26-634 | A | None | Line Entering from the South in MH R-30-09 is a Lateral |  |  | 80 | 32 | 2074 | 82350 | 1994 | 360
R-30-09-R-30-08 | AO3 | 335 | VCP | 15 | 723 E Ojai Ave | Ojai | 2 | 0.07426 | 1994 | U-26-634 | A | None |  |  |  | 80 | 32 | 2074 | 76631.25 | 1994 | 335
R-30-08-R-30-07 | AO3 | 345 | VCP | 15 | 635 E OJAI AVE | Ojai | 2 | 0.004 | 1994 | U-26-634 | A | None | MH R-30-07 IS METERING MH SITE #14 FOR SSES AND THE END OF BASIN #AO3 |  |  | 80 | 32 | 2074 | 78918.75 | 1994 | 345
R-30-06-R-30-10 | AO3 | 206 | VCP | 15 | 928 E Ojai Ave | Ojai | 2 | 0.00622 | 1994 | U,26-636,U-26-634 | A | None |  |  |  | 80 | 32 | 2074 | 47122.5 | 1994 | 206
Q-29-02-Q-29-04 | AO4 | 110 | VCP | 15 | 506 S MONTGOMERY ST | Ojai | 1 | 0.02664 | 1994 | U-26-635 | A | None |  |  |  | 80 | 32 | 2074 | 25162.5 | 1994 | 110
Q-29-04-Q-29-30 | AO4 | 140 | VCP | 15 | 506 S MONTGOMERY ST | Ojai | 1 | 0.03286 | 1994 | U-26-635,U-26-638 | A | None |  |  |  | 80 | 32 | 2074 | 32025 | 1994 | 140
Q-29-30-Q-29-01 | AO4 | 325 | VCP | 15 | 506 S MONTGOMERY ST | Ojai | 2 | 0.01354 | 1994 | U-26-638 | A | None |  |  |  | 80 | 32 | 2074 | 74343.75 | 1994 | 325
Q-30-43-Q-30-48 | AO4 | 280 | VCP | 15 | 203 S MONTGOMERY ST | Ojai | 1 | 0.03026 | 1994 | U-26-624 | A | None | 8" LINE ENTERING FROM THE WEST IS A STUB |  |  | 80 | 32 | 2074 | 64050 | 1994 | 280
Q-30-63-Q-29-02 | AO4 | 230 | VCP | 15 | 408 S MONTGOMERY ST | Ojai | 2 | 0.02657 | 1994 | U-26-635 | A | None |  |  |  | 80 | 32 | 2074 | 52612.5 | 1994 | 230
J-09-01-J-10-28 | DO2 | 320 | VCP | 12 | 4884 VENTURA AVE | Ventura | 2 | 0.00872 | 1966 | 59327 | A | None | mh j-09-01 has a small hole in pipe, pipe is covered. cannot tv from this mh. has to be done from mh-j-10-28 backward . |  |  | 80 | 60 | 2046 | 58560 | 1966 | 320
J-10-28-J-10-27 | DO2 | 190 | VCP | 12 | 4886 VENTURA AVE | Ventura | 2 | 0.00353 | 1966 | 59327 | A | None |  |  |  | 80 | 60 | 2046 | 34770 | 1966 | 190
J-10-27-I-10-08 | DO2 | 432.5 | VCP | 12 | 4850 N VENTURA AVE | Ventura | 2 | 0.03398 | 1966 | 59328 | G | None | 297 L.F. CONCRETE ENCASEMENT |  |  | 80 | 60 | 2046 | 79147.5 | 1966 | 432.5
J-10-26-J-10-27 | DO2 | 336 | VCP | 8 | 5009 NORWAY DR | Ventura | 2 | 0.01074 | 1966 | 59328 | A | None |  |  |  | 80 | 60 | 2046 | 40992 | 1966 | 336
I-10-03-I-10-04 | DO2 | 415 | VCP | 8 | PETROCHEM EASEMENT | Ventura | 3 | 0.00606 | 1966 | 59331 | G | None | 12" FORCE MAIN ON SOUTH SIDE OF 8" GRAVITY SEWER AVG. DEPTHIS 5 FT. |  |  | 80 | 60 | 2046 | 50630 | 1966 | 415
I-10-02-I-10-03 | DO2 | 215 | VCP | 8 | 5379 VENTURA AVE | Ventura | 3 | 0.00601 | 1966 | 59331 | G | None | 12" FORCE MAIN ON EAST SIDE OF 8" GRAVITY SEWER AVG. DEPTHIS 5 FT. |  |  | 80 | 60 | 2046 | 26230 | 1966 | 215
I-10-01-I-10-02 | DO2 | 384 | VCP | 8 | 5379 VENTURA AVE | Ventura | 3 | 0.00599 | 1966 | 59331 | G | None | 12" FORCE MAIN ON EAST SIDE OF 8" GRAVITY SEWER AVG. DEPTH IS 5 FT. |  |  | 80 | 60 | 2046 | 46848 | 1966 | 384
J-10-25-J-10-26 | DO2 | 260 | VCP | 8 | 188 BOUNDS RD | Ventura | 2 | 0.04799 | 1966 | 59352 | A | None |  |  |  | 80 | 60 | 2046 | 31720 | 1966 | 260
J-10-23-J-10-25 | DO2 | 263 | VCP | 8 | 288 BOUNDS RD | Ventura | 2 | 0.04782 | 1966 | 59352 | A | None |  |  |  | 80 | 60 | 2046 | 32086 | 1966 | 263
J-10-22-J-10-23 | DO2 | 251 | VCP | 8 | 354 BOUNDS RD | Ventura | 2 | 0.04216 | 1966 | 59352 | A | None |  |  |  | 80 | 60 | 2046 | 30622 | 1966 | 251
J-10-21-J-10-22 | DO2 | 250 | VCP | 8 | 5002 FLORAL DR | Ventura | 2 | 0.036 | 1966 | 59352 | A | None |  |  |  | 80 | 60 | 2046 | 30500 | 1966 | 250
J-10-24-J-10-21 | DO2 | 100 | VCP | 8 | 4982 FLORAL DR | Ventura | 2 | 0.006 | 1966 | 59356 | A | None |  |  |  | 80 | 60 | 2046 | 12200 | 1966 | 100
J-10-20-J-10-26 | DO2 | 375 | VCP | 8 | 5069 NORWAY DR | Ventura | 2 | 0.02301 | 1966 | 59346 | A | None |  |  |  | 80 | 60 | 2046 | 45750 | 1966 | 375
J-10-14-J-10-20 | DO2 | 376 | VCP | 8 | 5127 NORWAY DR | Ventura | 2 | 0.01617 | 1966 | 59346 | A | None |  |  |  | 80 | 60 | 2046 | 45872 | 1966 | 376
J-10-07-J-10-14 | DO2 | 412 | VCP | 8 | 5217 NORWAY DR | Ventura | 2 | 0.00587 | 1966 | 59346/59347 | A | None |  |  |  | 80 | 60 | 2046 | 50264 | 1966 | 412
J-11-06-J-10-07 | DO2 | 348 | VCP | 8 | 5291 NORWAY DR | Ventura | 2 | 0.00615 | 1966 | 59347 | A | None |  |  |  | 80 | 60 | 2046 | 42456 | 1966 | 348
J-11-02-J-11-06 | DO2 | 350 | VCP | 8 | 5397 NORWAY DR | Ventura | 2 | 0.006 | 1966 | 59347 | A | None |  |  |  | 80 | 60 | 2046 | 42700 | 1966 | 350
J-11-01-J-11-02 | DO2 | 70 | VCP | 8 | 5419 NORWAY DR | Ventura | 2 | 0.006 | 1966 | 59347 | A | None |  |  |  | 80 | 60 | 2046 | 8540 | 1966 | 70
J-11-03-J-11-02 | DO2 | 268 | VCP | 8 | 182 SPRING ST | Ventura | 2 | 0.0275 | 1966 | 59348 | A | None |  |  |  | 80 | 60 | 2046 | 32696 | 1966 | 268
J-10-10-J-10-12 | DO2 | 178 | VCP | 8 | 5188 LARKSPUR DR | Ventura | 2 | 0.03405 | 1966 | 59352-A | A | None |  |  |  | 80 | 60 | 2046 | 21716 | 1966 | 178
J-10-12-J-10-19 | DO2 | 385 | VCP | 8 | 5148 LARKSPUR DR | Ventura | 2 | 0.03519 | 1966 | 59352-A | A | None |  |  |  | 80 | 60 | 2046 | 46970 | 1966 | 385
J-10-19-J-10-25 | DO2 | 400 | VCP | 8 | 5072 LARKSPUR DR | Ventura | 2 | 0.0199 | 1966 | 59352-A | A | None |  |  |  | 80 | 60 | 2046 | 48800 | 1966 | 400
J-10-09-J-10-08 | DO2 | 165 | VCP | 6 | 362 GARLAND ST | Ventura | 2 | 0.07 | 1966 | 59354 | A | None |  |  |  | 80 | 60 | 2046 | 66000 | 1966 | 165
J-10-08-J-10-15 | DO2 | 318 | VCP | 8 | 5186 PRIMROSE DR | Ventura | 2 | 0.04195 | 1966 | 59353 | A | None |  |  |  | 80 | 60 | 2046 | 38796 | 1966 | 318
J-10-15-J-10-18 | DO2 | 279 | VCP | 8 | 5122 PRIMROSE DR | Ventura | 2 | 0.04295 | 1966 | 59353 | A | None |  |  |  | 80 | 60 | 2046 | 34038 | 1966 | 279
J-10-18-J-10-23 | DO2 | 350 | VCP | 8 | 5066 PRIMROSE DR | Ventura | 2 | 0.02486 | 1966 | 59353 | A | None |  |  |  | 80 | 60 | 2046 | 42700 | 1966 | 350
J-10-13-J-10-17 | DO2 | 225 | VCP | 8 | 5162 CYPRESS LN | Ventura | 2 | 0.00991 | 1966 | 59355 | A | None |  |  |  | 80 | 60 | 2046 | 27450 | 1966 | 225
J-10-17-J-10-22 | DO2 | 404 | VCP | 8 | 5078 CYPRESS LN | Ventura | 2 | 0.03177 | 1966 | 59355 | A | None |  |  |  | 80 | 60 | 2046 | 49288 | 1966 | 404
J-10-11-J-10-16 | DO2 | 330 | VCP | 8 | 5136 FLORAL DR | Ventura | 2 | 0.02782 | 1966 | 59356 | A | None |  |  |  | 80 | 60 | 2046 | 40260 | 1966 | 330
J-10-16-J-10-21 | DO2 | 405 | VCP | 8 | 5092 FLORAL DR | Ventura | 2 | 0.066 | 1966 | 59356 | A | None |  |  |  | 80 | 60 | 2046 | 49410 | 1966 | 405
J-10-04-J-10-01 | DO2 | 300 | VCP | 8 | 5218 LARKSPUR DR | Ventura | 2 | 0.023 | 1966 | 59351 | A | None |  |  |  | 80 | 60 | 2046 | 36600 | 1966 | 300
J-10-01-J-11-03 | DO2 | 337 | VCP | 8 | 5292 LARKSPUR DR | Ventura | 2 | 0.023 | 1966 | 59351 | A | None |  |  |  | 80 | 60 | 2046 | 41114 | 1966 | 337
J-11-04-J-11-03 | DO2 | 256 | VCP | 8 | 311 SPRING ST | Ventura | 2 | 0.0275 | 1966 | 59348 | A | None |  |  |  | 80 | 60 | 2046 | 31232 | 1966 | 256
J-10-05-J-10-02 | DO2 | 301 | VCP | 8 | 5218 PRIMROSE DR | Ventura | 2 | 0.03953 | 1966 | 59350 | A | None |  |  |  | 80 | 60 | 2046 | 36722 | 1966 | 301
J-10-02-J-11-04 | DO2 | 337 | VCP | 8 | 5292 PRIMROSE DR | Ventura | 2 | 0.04421 | 1966 | 59350 | A | None |  |  |  | 80 | 60 | 2046 | 41114 | 1966 | 337
J-11-05-J-11-04 | DO2 | 283 | VCP | 8 | 5408 FLORAL DR | Ventura | 2 | 0.07 | 1966 | 59348 | A | None |  |  |  | 80 | 60 | 2046 | 34526 | 1966 | 283
J-10-06-J-10-03 | DO2 | 304 | VCP | 8 | 5218 FLORAL DR | Ventura | 2 | 0 | 1966 | 59349 | A | None | STUB-OUT AT 287' |  |  | 80 | 60 | 2046 | 37088 | 1966 | 304
J-10-03-J-11-05 | DO2 | 333 | VCP | 8 | 5292 FLORAL DR | Ventura | 2 | 0.03441 | 1966 | 59349 | A | None |  |  |  | 80 | 60 | 2046 | 40626 | 1966 | 333
J-08-17-J-08-19 | DO3 | 400 | VCP | 8 | 85 MCKEE ST | Ventura | 2 | 0.005 | 1966 | 59344 | A | None |  |  |  | 80 | 60 | 2046 | 48800 | 1966 | 400
J-08-19-J-08-12 | DO3 | 296 | VCP | 8 | 4190 VENTURA AVE | Ventura | 2 | 0.0072 | 1966 | 59339 | A | None |  |  |  | 80 | 60 | 2046 | 36112 | 1966 | 296
J-07-09-J-07-08 | DO3 | 300 | VCP | 8 | 3820 N VENTURA AVE | Ventura | 2 | 0.0093 | 1966 | 59317 | A | None |  |  |  | 80 | 60 | 2046 | 36600 | 1966 | 300
J-07-01-J-07-08 | DO3 | 406 | VCP | 8 | 4001 VENTURA AVE | Ventura | 2 | 0.016 | 1966 | 59317 | A | None | J-07-08 DROP MANHOLE |  |  | 80 | 60 | 2046 | 49532 | 1966 | 406
J-07-08-J-07-07 | DO3 | 145 | VCP | 10 | 3911 VENTURA AVE | Ventura | 2 | 0.06607 | 1966 | 59319 | A | None | MH J-07-08 DROP MH J-07-05CO HAS WYE CONNECTION |  |  | 80 | 60 | 2046 | 22112.5 | 1966 | 145
J-07-03-J-07-12 | DO3 | 352 | VCP | 10 | 57 MILL DR | Ventura | 2 | 0.01415 | 1966 | 59320 | A | None | EMERGENCY OVERFLOW FROM MH J-07-06 |  |  | 80 | 60 | 2046 | 53680 | 1966 | 352
J-07-04-J-07-03 | DO3 | 80 | VCP | 6 | 43 MILL DR | Ventura | 2 | 0.11 | 1966 | 59320 | A | None |  |  |  | 80 | 60 | 2046 | 32000 | 1966 | 80
J-07-02-J-07-03 | DO3 | 90 | VCP | 10 | 85 MILL DR | Ventura | 2 | 0.00256 | 1966 | 59320 | A | None | GRAVITY SEWER 10" |  |  | 80 | 60 | 2046 | 13725 | 1966 | 90
J-08-25-J-07-02 | DO3 | 305 | VCP | 10 | CROOKED PALM RD | Ventura | 2 | 0.006 | 1966 | 59320 | G | None | 6" STUB FROM MH J-08-25 - J-07-02 |  |  | 80 | 60 | 2046 | 46512.5 | 1966 | 305
J-08-24-J-08-25 | DO3 | 260 | VCP | 10 | CROOKED PALM RD | Ventura | 2 | 0.00598 | 1966 | 59320 | A | None | GRAVITY SEWER 10" 8" STUB J-08-24 |  |  | 80 | 60 | 2046 | 39650 | 1966 | 260
J-08-23-J-07-01 | DO3 | 400 | VCP | 8 | 4083 N VENTURA AVE | Ventura | 2 | 0.016 | 1966 | 59317 | A | None |  |  |  | 80 | 60 | 2046 | 48800 | 1966 | 400
J-08-22-J-08-23 | DO3 | 209 | VCP | 8 | 4132 VENTURA AVE | Ventura | 2 | 0.0183 | 1966 | 59318 | A | None |  |  |  | 80 | 60 | 2046 | 25498 | 1966 | 209
J-08-20-J-08-22 | DO3 | 190 | VCP | 8 | 4154 N VENTURA AVE | Ventura | 2 | 0.01408 | 1966 | 59318 | A | None | STUB COMING INTO J-08-20 FROM THE NORTH |  |  | 80 | 60 | 2046 | 23180 | 1966 | 190
J-08-21-J-08-24 | DO3 | 402 | VCP | 10 | 4197 VENTURA AVE | Ventura | 2 | 0.01823 | 1966 | 59321 | D | None | EASEMENT THROUGH MAGNOLIA TRAILER PARK . FROM STA 10+50 (145.12) TO 11+50 (148.05) 100' VCP |  |  | 80 | 60 | 2046 | 61305 | 1966 | 402
J-08-18-J-08-21 | DO3 | 430 | VCP | 10 | 4197 VENTURA AVE | Ventura | 2 | 0.00607 | 1966 | 59321 | G | None | EASEMENT THROUGH MAGNOLIA TRAILER PARK |  |  | 80 | 60 | 2046 | 65575 | 1966 | 430
J-08-09-J-08-18 | DO3 | 409 | VCP | 10 | 4375 VENTURA AVE | Ventura | 2 | 0.00607 | 1966 | 59322 | G | None | EASEMENT BEHIND PEPSI |  |  | 80 | 60 | 2046 | 62372.5 | 1966 | 409
J-08-01-J-08-09 | DO3 | 423 | VCP | 8 | 4501 VENTURA AVE | Ventura | 2 | 0.006 | 1966 | 59322 | G | None | EASEMENT |  |  | 80 | 60 | 2046 | 51606 | 1966 | 423
J-09-06-J-08-01 | DO3 | 416 | VCP | 8 | 4544 VENTURA AVE | Ventura | 2 | 0.00601 | 1966 | 59323 | G | None | MH IS IN CORNER OF FENCE NEAR BILLBOARD |  |  | 80 | 60 | 2046 | 50752 | 1966 | 416
J-09-05-J-09-06 | DO3 | 200 | VCP | 8 | 4544 N VENTURA AVE | Ventura | 2 | 0 | 1966 | 59323 | A | None |  |  |  | 80 | 60 | 2046 | 24400 | 1966 | 200
J-08-16-J-08-17 | DO3 | 400 | VCP | 8 | 187 MCKEE ST | Ventura | 2 | 0.03588 | 1966 | 59344/59345 | A | None |  |  |  | 80 | 60 | 2046 | 48800 | 1966 | 400
J-08-15-J-08-16 | DO3 | 358 | VCP | 8 | 4202 ENCINO LN | Ventura | 2 | 0.03511 | 1966 | 59345 | A | None |  |  |  | 80 | 60 | 2046 | 43676 | 1966 | 358
J-08-14-J-08-15 | DO3 | 50 | VCP | 6 | 4222 ENCINO LN | Ventura | 2 | 0.02 | 1966 | 59345 | A | None |  |  |  | 80 | 60 | 2046 | 20000 | 1966 | 50
J-08-13-J-08-07 | DO3 | 135 | VCP | 6 | 4300 ENCINO LN | Ventura | 2 | 0 | 1966 | 59345-A | A | None |  |  |  | 80 | 60 | 2046 | 54000 | 1966 | 135
J-08-07-J-08-08 | DO3 | 303 | VCP | 8 | 4294 ENCINO LN | Ventura | 2 | 0.03 | 1966 | 59343 | A | None |  |  |  | 80 | 60 | 2046 | 36966 | 1966 | 303
J-08-08-J-08-10 | DO3 | 310 | VCP | 8 | 217 HOLT ST | Ventura | 2 | 0.028 | 1966 | 59343 | A | None |  |  |  | 80 | 60 | 2046 | 37820 | 1966 | 310
J-08-10-J-08-11 | DO3 | 315 | VCP | 8 | 134 HOLT ST | Ventura | 2 | 0 | 1966 | 59342 | A | None | OK |  |  | 80 | 60 | 2046 | 38430 | 1966 | 315
J-08-11-J-08-12 | DO3 | 305 | VCP | 8 | 63 HOLT ST | Ventura | 2 | 0.04 | 1966 | 59342 | A | None |  |  |  | 80 | 60 | 2046 | 37210 | 1966 | 305
J-08-06-J-08-07 | DO3 | 250 | VCP | 8 | 4274 ENCINO LN | Ventura | 2 | 0.01 | 1966 | 59343-A | A | None | J-08-06 IS A CLEANOUT |  |  | 80 | 60 | 2046 | 30500 | 1966 | 250
J-08-12-J-08-05 | DO3 | 400 | VCP | 8 | 4300 VENTURA AVE | Ventura | 2 | 0.006 | 1966 | 59339 | A | None |  |  |  | 80 | 60 | 2046 | 48800 | 1966 | 400
K-09-01-J-09-11 | DO3 | 90 | VCP | 6 | 371 FRASER LN | Ventura | 2 | 0.06 | 1966 | 59341 | A | None |  |  |  | 80 | 60 | 2046 | 36000 | 1966 | 90
J-09-11-J-08-02 | DO3 | 354 | VCP | 8 | 341 Fraser Ln | Ventura | 2 | 0.042 | 1966 | 59341 | A | None |  |  |  | 80 | 60 | 2046 | 43188 | 1966 | 354
J-08-02-J-08-03 | DO3 | 370 | VCP | 8 | 253 FRASER LN | Ventura | 2 | 0.05 | 1966 | 59264/59265 | A | None |  |  |  | 80 | 60 | 2046 | 45140 | 1966 | 370
J-08-03-J-08-04 | DO3 | 370 | VCP | 8 | 157 FRASER LN | Ventura | 2 | 0.04 | 1976 | 59364 | A | None |  |  |  | 80 | 50 | 2056 | 45140 | 1976 | 370
J-08-04-J-08-05 | DO3 | 370 | VCP | 8 | 107 FRASER LN | Ventura | 2 | 0.02405 | 1976 | 59364 | A | None | MARC,TOM |  |  | 80 | 50 | 2056 | 45140 | 1976 | 370
J-08-05-J-09-12 | DO3 | 332 | VCP | 8 | 4375 VENTURA AVE | Ventura | 2 | 0 | 1966 | 59339/59324 | A | None |  |  |  | 80 | 60 | 2046 | 40504 | 1966 | 332
J-09-07-J-09-08 | DO3 | 370 | VCP | 8 | 372 BARD LN | Ventura | 2 | 0.07 | 1966 | 59338 | A | None | LATERAL COMING INTO J-09-07 |  |  | 80 | 60 | 2046 | 45140 | 1966 | 370
J-09-08-J-09-09 | DO3 | 400 | VCP | 8 | 271 BARD LN | Ventura | 2 | 0.067 | 1966 | 59338 | A | None |  |  |  | 80 | 60 | 2046 | 48800 | 1966 | 400
J-09-09-J-09-10 | DO3 | 400 | VCP | 8 | 175 BARD LN | Ventura | 2 | 0.04 | 1966 | 59337 | A | None |  |  |  | 80 | 60 | 2046 | 48800 | 1966 | 400
J-09-10-J-09-12 | DO3 | 400 | VCP | 8 | 112 BARD LN | Ventura | 2 | 0.0295 | 1966 | 59337 | A | None |  |  |  | 80 | 60 | 2046 | 48800 | 1966 | 400
J-09-12-J-09-13 | DO3 | 210 | VCP | 8 | VENTURA AVE | Ventura | 2 | 0 | 1966 | 59324 | A | None |  |  |  | 80 | 60 | 2046 | 25620 | 1966 | 210
J-09-17-J-09-16 | DO3 | 348 | VCP | 8 | 300 LOS CABOS LN | Ventura | 2 | 0.06109 | 1989 | U-26-361 | A | None |  |  |  | 80 | 37 | 2069 | 42456 | 1989 | 348
J-09-16-J-09-15 | DO3 | 401 | VCP | 8 | 300 LOS CABOS LN | Ventura | 2 | 0 | 1989 | U-26-360 | A | None |  |  |  | 80 | 37 | 2069 | 48922 | 1989 | 401
J-09-15-J-09-14 | DO3 | 401 | VCP | 8 | 188 LOS CABOS LN | Ventura | 2 | 0 | 1989 | U-26-360 | A | None |  |  |  | 80 | 37 | 2069 | 48922 | 1989 | 401
J-09-14-J-09-13 | DO3 | 398 | VCP | 8 | 90 LOS CABOS LN | Ventura | 2 | 0 | 1989 | U-26-360 | A | None |  |  |  | 80 | 37 | 2069 | 48556 | 1989 | 398
J-09-04-J-09-05 | DO3 | 391 | VCP | 8 | 4650 VENTURA AVE | Ventura | 2 | 0.03251 | 1966 | 59324 | A | None |  |  |  | 80 | 60 | 2046 | 47702 | 1966 | 391
J-09-03-J-09-04 | DO3 | 390 | VCP | 8 | 4750 VENTURA AVE | Ventura | 2 | 0.00992 | 1966 | 59325 | A | None |  |  |  | 80 | 60 | 2046 | 47580 | 1966 | 390
J-09-02-J-09-03 | DO3 | 484 | VCP | 8 | 4850 VENTURA AVE | Ventura | 2 | 0.01133 | 1966 | 59325 | A | None |  |  |  | 80 | 60 | 2046 | 59048 | 1966 | 484
J-09-13-J-09-05 | DO3 | 180 | VCP | 8 | 4544 N VENTURA AVE | Ventura | 2 | 0 | 1966 | 59324 | A | None |  |  |  | 80 | 60 | 2046 | 21960 | 1966 | 180
I-26-HF7-I-26-01 | H/F | 15 | VCP | 8 | HONOR FARM RD | Ojai |  | 0.006 | 1968 | U-26-341 | G | None | CONTACT SGT. COOK AT 649-6030 FOR CLEARANCE TO ENTER PROPERTY 24 HRS. IN ADVANCE |  |  | 80 | 58 | 2048 | 1830 | 1968 | 15
I-26-HF6-I-26-HF7 | H/F | 336 | VCP | 8 | HONOR FARM RD | Ojai |  | 0.00607 | 1968 | U-26-341 | G | None | CONTACT SGT. COOK AT 649-6030 FOR CLEARANCE TO ENTER PROPERTY 24 HRS. IN ADVANCE |  |  | 80 | 58 | 2048 | 40992 | 1968 | 336
I-26-HF4-I-26-HF6 | H/F | 50 | VCP | 8 | HONOR FARM RD | Ojai |  | 0.006 | 1968 | 46605 | G | None | CONTACT SGT. COOK AT 649-6030 FOR CLEARANCE TO ENTER PROPERTY 24 HRS. IN ADVANCE |  |  | 80 | 58 | 2048 | 6100 | 1968 | 50
I-26-HF5-I-26-HF4 | H/F | 240 | VCP | 8 | HONOR FARM RD | Ojai |  | 0.00646 | 1968 | 46606 | G | None | CONTACT SGT. COOK AT 649-6030 FOR CLEARANCE TO ENTER PROPERTY 24 HRS. IN ADVANCE |  |  | 80 | 58 | 2048 | 29280 | 1968 | 240
I-26-HF3-I-26-HF4 | H/F | 310 | VCP | 8 | HONOR FARM RD | Ojai |  | 0.00613 | 1968 | 46605 | G | None | CONTACT SGT. COOK AT 649-6030 FOR CLEARANCE TO ENTER PROPERTY 24 HRS. IN ADVANCE |  |  | 80 | 58 | 2048 | 37820 | 1968 | 310
I-26-HF2-I-26-HF3 | H/F | 311 | VCP | 8 | HONOR FARM RD | Ojai |  | 0.01042 | 1968 | 46604 | G | None | CONTACT SGT. COOK AT 649-6030 FOR CLEARANCE TO ENTER PROPERTY 24 HRS. IN ADVANCE |  |  | 80 | 58 | 2048 | 37942 | 1968 | 311
I-26-HF1-I-26-HF2 | H/F | 154 | VCP | 8 | HONOR FARM RD | Ojai |  | 0.01 | 1968 | 46604 | G | None | CONTACT SGT. COOK AT 649-6030 FOR CLEARANCE TO ENTER PROPERTY 24 HRS. IN ADVANCE |  |  | 80 | 58 | 2048 | 18788 | 1968 | 154
Q-30-33-Q-30-43 | AO4 | 411 | VCP | 15 | 106 S MONTGOMERY ST | Ojai | 1 | 0.00407 | 1994 | U-26-624 | A | None |  |  |  | 80 | 32 | 2074 | 94016.25 | 1994 | 411
R-30-07-Q-30-31 | AO4 | 342 | VCP | 15 | 602 E OJAI AVE | Ojai | 1 | 0.004 | 1994 | U-26-634 | A | None | LINE TO THE SOUTH IS A OVER-FLOW DOWN BALD ST |  |  | 80 | 32 | 2074 | 78232.5 | 1994 | 342
H-18-01A-H-18-02A | N/A | 250 | VCP | 12 |  | Not Assigned |  |  | 1963 | U-26-120 |  | None |  |  |  | 80 | 63 | 2043 | 45750 | 1963 | 250
K-31-29-K-31-28 | N/A | 75 | VCP | 4 |  | Not Assigned |  |  | 1963 | 55724 |  | None |  |  |  | 80 | 63 | 2043 | 30000 | 1963 | 75
K-31-28-K-31-27 | N/A | 82.5 | VCP | 4 |  | Not Assigned |  |  | 1963 | 55724 |  | None |  |  |  | 80 | 63 | 2043 | 33000 | 1963 | 82.5
K-31-27-K-31-26 | N/A | 96.5 | VCP | 4 |  | Not Assigned |  |  | 1963 | 55724 |  | None |  |  |  | 80 | 63 | 2043 | 38600 | 1963 | 96.5
K-31-26-K-31-25 | N/A | 46 | VCP | 4 |  | Not Assigned |  |  | 1963 | 55724 |  | None |  |  |  | 80 | 63 | 2043 | 18400 | 1963 | 46
K-31-25-K-31-24 | N/A | 38 | VCP | 4 |  | Not Assigned |  |  | 1963 | 55724 |  | None |  |  |  | 80 | 63 | 2043 | 15200 | 1963 | 38
P-29-28-P-29-14 | N/A | 80 | VCP | 6 | 505 CRESTVIEW AVE | Not Assigned |  |  | 1963 | U-26-317 |  | None |  |  |  | 80 | 63 | 2043 | 32000 | 1963 | 80
I-11-PR2-I-11-05 | N/A | 283 | VCP | 8 |  | Not Assigned |  |  | 1963 | U-26-358 |  | None |  |  |  | 80 | 63 | 2043 | 34526 | 1963 | 283
I-11-04-I-11-05 | N/A | 26 | VCP | 8 |  | Not Assigned |  |  | 1963 | NONE |  | None |  |  |  | 80 | 63 | 2043 | 3172 | 1963 | 26
K-31-08-K-31-INT1 | N/A | 96 | VCP | 6 |  | Not Assigned |  |  | 1963 | U-26-426 |  | None |  |  |  | 80 | 63 | 2043 | 38400 | 1963 | 96
H-21-56-H-21-65 | N/A | 65 | VCP | 6 | 65 KUNKLE ST | Not Assigned |  |  | 1963 | U-26-141 |  | None |  |  |  | 80 | 63 | 2043 | 26000 | 1963 | 65
I-11-PR1-I-11-PR2 | N/A | 285 | VCP | 8 |  | Not Assigned |  |  | 1963 | U-26-358 |  | None |  |  |  | 80 | 63 | 2043 | 34770 | 1963 | 285
I-11-PLUG1-I-11-PR1 | N/A | 164 | VCP | 8 |  | Not Assigned |  |  | 1963 | U-26-358 |  | None |  |  |  | 80 | 63 | 2043 | 20008 | 1963 | 164
O-32-01-P-32-14 | N/A | 251 | VCP | 6 |  | Not Assigned |  |  | 1963 | 60023 |  | None |  |  |  | 80 | 63 | 2043 | 100400 | 1963 | 251
Q-30-31-Q-30-22 | AO4 | 390 | VCP | 15 | 469 E OJAI AVE | Ojai | 1 | 0.00233 | 1994 | U-26-633 | A | None | LINE ENTERING MH Q-30-31 FROM THE N. IS A LATERAL |  |  | 80 | 32 | 2074 | 89212.5 | 1994 | 390
Q-30-21-Q-30-33 | AO4 | 188 | VCP | 15 | 345 E OJAI AVE | Ojai | 2 | 0.00265 | 1994 | U-26-624 | A | None |  |  |  | 80 | 32 | 2074 | 43005 | 1994 | 188
Q-30-22-Q-30-21 | AO4 | 142 | VCP | 15 | 423 E OJAI AVE | Ojai | 2 | 0.00224 | 1994 | U-26-633 | A | None |  |  |  | 80 | 32 | 2074 | 32482.5 | 1994 | 142
Q-29-01-Q-29-03 | AO8 | 100 | VCP | 15 | 400 S MONTGOMERY ST | Ojai | 2 | 0.00349 | 1994 | U-26-638 | A | None |  |  |  | 80 | 32 | 2074 | 22875 | 1994 | 100
L-23-06-L-23-05 | AO9 | 375 | VCP | 18 | 11000 CREEK RD | Oak View | 2 | 0.00501 | 1996 | U-26-458 | A | None |  |  |  | 80 | 30 | 2076 | 102937.5 | 1996 | 375
L-23-05-L-23-04 | AO9 | 200 | VCP | 18 | 10901 Creek RD | Oak View | 2 | 0.005 | 1996 | U-26-458 | G | None |  |  |  | 80 | 30 | 2076 | 54900 | 1996 | 200
L-23-04-L-23-03 | AO9 | 239 | VCP | 18 | 10901 Creek Rd | Oak View | 2 | 0.00498 | 1996 | U-26-458 | A | None |  |  |  | 80 | 30 | 2076 | 65605.5 | 1996 | 239
L-23-03-L-23-02 | AO9 | 71 | VCP | 18 | 10901 Creek Rd | Oak View | 1 | 0.0162 | 1996 | U-26-458 | A | None |  |  |  | 80 | 30 | 2076 | 19489.5 | 1996 | 71
L-23-02-K-22-05 | AO9 | 576 | VCP | 18 | 10901 Creek Rd | Oak View | 2 | 0.01262 | 1996 | U-26-458 | A | None |  |  |  | 80 | 30 | 2076 | 158112 | 1996 | 576
G-20-06-G-20-05 | CO7 | 32 | VCP | 8 | OJAI TRAIL | Oak View | 2 | 0.04969 | 1966 | U-26-234 | A | None | ENCASED |  |  | 80 | 60 | 2046 | 3904 | 1966 | 32
H-18-01B-H-18-02B | CO7 | 321.31 | VCP | 12 | 9501 N VENTURA AVE | Oak View | 2 | 0 | 1969 | U-26-120 | G | None | 321.31 L.F. OF 12" BARREL SIPHON |  |  | 80 | 57 | 2049 | 58799.73 | 1969 | 321.31
I-11-03-I-11-04 | DO1 | 134.5 | VCP | 24 | 6363 N VENTURA Ave. | Ventura |  |  | 1997 | NONE | A | None | MANHOLES LOCATED ON TREATMENT PLANT ACCESS ROAD |  |  | 80 | 29 | 2077 | 49227 | 1997 | 134.5
I-11-02-I-11-03 | DO1 | 12.5 | VCP | 24 | 6363 NORTH VENTURA AVE | Ventura | 2 |  | 1997 | No As-Built | A | None | MANHOLES LOCATED ON TREATMENT PLANT ACCESS ROAD |  |  | 80 | 29 | 2077 | 4575 | 1997 | 12.5
H-19-01-G-20-06 | CO7 | 170 | VCP | 6 | 325 GRANDE VISTA ST | Oak View | 2 | 0.84429 | 1966 | U-26-233 | G | None |  |  |  | 80 | 60 | 2046 | 68000 | 1966 | 170
H-19-02-H-19-01 | CO7 | 191 | VCP | 8 | 300 GRANDE VISTA ST | Oak View | 2 | 0.02764 | 1966 | U-26-233 | A | None |  |  |  | 80 | 60 | 2046 | 23302 | 1966 | 191
K-21-05-K-21-02 | AO9 | 48 | VCP | 18 | 10562 N CREEK RD | Oak View |  |  | 1963 |  |  | None |  |  |  | 80 | 63 | 2043 | 13176 | 1963 | 48

## Sheet8
Year Built | Length
0 | 126
0 | 1800
0 | 3105
0 | 3105
0 | 9165.71
0 | 1800
0 | 763.84
0 | 1430
0 | 0
0 | 0
0 | 0
0 | 0
0 | 0
0 | 0
0 | 0
0 | 0
0 | 0
0 | 0
0 | 0
0 | 0
0 | 0
0 | 0
0 | 0
0 | 0
0 | 0
0 | 0
0 | 0
0 | 0
0 | 0
0 | 0
0 | 0
0 | 0
0 | 0
0 | 0
0 | 0
0 | 0
0 | 0
0 | 0
0 | 8
0 | 130.98
0 | 333
0 | 327.59
0 | 188
0 | 154
0 | 80
0 | 75
0 | 345
0 | 35
0 | 52
0 | 112.38
0 | 395
0 | 306.8
0 | 0
0 | 0
0 | 130
0 | 390
0 | 361.43
0 | 358.58
0 | 380
0 | 380
0 | 43.35
0 | 230
0 | 230
0 | 255.13
0 | 35.71
0 | 381
0 | 248.41
0 | 56
0 | 359
0 | 353.89
0 | 397.96
0 | 369.18
0 | 401.1
0 | 248.7
0 | 136
0 | 343
0 | 82
0 | 5
0 | 24.94
0 | 260
0 | 254
0 | 183.8
0 | 324.07
0 | 217.42
0 | 80.79
0 | 325.44
0 | 159.81
0 | 63
0 | 410.95
0 | 266.3
0 | 230
0 | 49.62
0 | 90.45
0 | 305.17
0 | 261.28
0 | 222.26
0 | 11
0 | 40.33
0 | 53.98
0 | 30
0 | 494.3
0 | 536.4
0 | 502.7
0 | 453
0 | 556
0 | 490.1
0 | 145.4
0 | 348.6
0 | 42.6
0 | 228.9
0 | 80
0 | 606.23
0 | 230
0 | 303
0 | 400
0 | 117.49
0 | 101
0 | 10
1926 | 325
1926 | 332.5
1926 | 367.5
1926 | 335.9
1926 | 341
1926 | 350
1926 | 420
1926 | 145
1926 | 343
1926 | 350
1926 | 187
1926 | 340
1926 | 326
1926 | 340
1926 | 193
1926 | 211
1926 | 58
1926 | 439
1926 | 416
1926 | 140
1926 | 276
1926 | 283
1926 | 374.14
1926 | 363
1926 | 420
1926 | 130
1926 | 212.49
1926 | 300
1926 | 187
1926 | 110
1926 | 350
1926 | 350
1926 | 402
1930 | 367
1930 | 252
1950 | 352
1950 | 120
1950 | 387
1950 | 160
1950 | 370
1950 | 183
1950 | 401
1951 | 379
1951 | 350
1951 | 350
1951 | 350
1951 | 350
1953 | 450
1953 | 175
1954 | 462
1954 | 311
1954 | 456
1954 | 232
1954 | 20
1954 | 456
1954 | 456
1954 | 314
1954 | 135
1954 | 466
1954 | 312
1954 | 293
1954 | 130
1954 | 129
1954 | 400
1954 | 382
1954 | 412
1954 | 275
1954 | 267
1954 | 250
1954 | 394
1954 | 355
1954 | 218
1954 | 139.42
1954 | 158
1954 | 177
1954 | 400
1954 | 252
1954 | 140
1955 | 69
1955 | 114
1955 | 234
1955 | 252
1959 | 319
1959 | 340
1959 | 70
1959 | 33
1959 | 356
1959 | 359
1959 | 362
1959 | 380
1959 | 376
1959 | 249
1959 | 255
1959 | 242
1959 | 218
1959 | 230.94
1959 | 117.14
1959 | 371
1959 | 445
1959 | 410
1959 | 400.16
1959 | 215.19
1959 | 140.78
1959 | 166.47
1959 | 381
1959 | 48.5
1959 | 308
1959 | 250
1959 | 377
1959 | 356
1959 | 110
1959 | 346
1959 | 240
1959 | 273
1960 | 109
1961 | 372.76
1961 | 290.5
1961 | 318.78
1961 | 188.18
1962 | 240
1962 | 398
1962 | 354
1962 | 354
1962 | 368
1962 | 412
1962 | 374
1962 | 305
1962 | 157
1962 | 262
1962 | 163
1962 | 327
1962 | 235
1962 | 80
1962 | 348
1962 | 255
1962 | 355
1962 | 398
1962 | 354
1962 | 354
1963 | 224
1963 | 82
1963 | 140
1963 | 82
1963 | 224
1963 | 140
1963 | 151
1963 | 120
1963 | 126
1963 | 550
1963 | 90
1963 | 90
1963 | 100
1963 | 35
1963 | 388
1963 | 385
1963 | 325
1963 | 300
1963 | 300
1963 | 400
1963 | 325
1963 | 300
1963 | 327
1963 | 82
1963 | 45
1963 | 431
1963 | 325
1963 | 325
1963 | 425
1963 | 425
1963 | 458
1963 | 162
1963 | 143
1963 | 275
1963 | 381
1963 | 400
1963 | 325
1963 | 161.96
1963 | 325
1963 | 394
1963 | 325
1963 | 375
1963 | 300
1963 | 422
1963 | 261
1963 | 370
1963 | 50
1963 | 340
1963 | 325
1963 | 45
1963 | 216
1963 | 216
1963 | 387
1963 | 205
1963 | 382
1963 | 10
1963 | 288
1963 | 452
1963 | 163
1963 | 240
1963 | 159
1963 | 222
1963 | 232
1963 | 108
1963 | 307
1963 | 325
1963 | 182
1963 | 243
1963 | 275
1963 | 325
1963 | 325
1963 | 325
1963 | 306
1963 | 276
1963 | 418
1963 | 143
1963 | 310
1963 | 205
1963 | 435
1963 | 325
1963 | 275
1963 | 350
1963 | 425
1963 | 350
1963 | 375
1963 | 350
1963 | 325
1963 | 333
1963 | 365
1963 | 475
1963 | 457
1963 | 66
1963 | 118
1963 | 145
1963 | 304
1963 | 360
1963 | 346
1963 | 404
1963 | 172
1963 | 30
1963 | 408.4
1963 | 401.93
1963 | 395.84
1963 | 380.71
1963 | 363.9
1963 | 200
1963 | 280.71
1963 | 223.16
1963 | 137.98
1963 | 400
1963 | 263.85
1963 | 402.18
1963 | 140
1963 | 222
1963 | 120
1963 | 115
1963 | 310
1963 | 154.5
1963 | 310
1963 | 291
1963 | 181
1963 | 300
1963 | 280
1963 | 205
1963 | 398
1963 | 210
1963 | 95
1963 | 307
1963 | 308
1963 | 55
1963 | 240
1963 | 302
1963 | 188
1963 | 82
1963 | 243
1963 | 404
1963 | 392
1963 | 141
1963 | 71
1963 | 284
1963 | 322
1963 | 140
1963 | 406
1963 | 125
1963 | 351
1963 | 303
1963 | 170
1963 | 204
1963 | 281
1963 | 37
1963 | 330
1963 | 137.7
1963 | 288.2
1963 | 410
1963 | 408
1963 | 128
1963 | 444
1963 | 170
1963 | 365.2
1963 | 51.3
1963 | 41
1963 | 227
1963 | 374.7
1963 | 287.4
1963 | 256
1963 | 239
1963 | 300
1963 | 123
1963 | 154
1963 | 145
1963 | 300
1963 | 72
1963 | 300
1963 | 158
1963 | 392
1963 | 157
1963 | 304
1963 | 147
1963 | 23
1963 | 201
1963 | 256
1963 | 135
1963 | 251
1963 | 496
1963 | 300
1963 | 110
1963 | 202
1963 | 245
1963 | 250
1963 | 400
1963 | 400
1963 | 382
1963 | 380
1963 | 280
1963 | 237
1963 | 395
1963 | 400
1963 | 178
1963 | 382
1963 | 354.4
1963 | 322
1963 | 410
1963 | 166
1963 | 251
1963 | 400
1963 | 410
1963 | 96
1963 | 329
1963 | 90
1963 | 58
1963 | 250
1963 | 253
1963 | 219
1963 | 316
1963 | 466
1963 | 245
1963 | 292
1963 | 351
1963 | 353
1963 | 211
1963 | 328
1963 | 77
1963 | 395
1963 | 448
1963 | 90
1963 | 290
1963 | 118
1963 | 394
1963 | 105
1963 | 346
1963 | 389
1963 | 201
1963 | 298
1963 | 295
1963 | 305
1963 | 175
1963 | 86
1963 | 498
1963 | 133
1963 | 546
1963 | 315
1963 | 195
1963 | 522
1963 | 20
1963 | 92
1963 | 407
1963 | 140
1963 | 360
1963 | 260
1963 | 211
1963 | 576
1963 | 300
1963 | 250
1963 | 245
1963 | 283
1963 | 250
1963 | 350
1963 | 395
1963 | 496
1963 | 330
1963 | 344
1963 | 513
1963 | 261
1963 | 395
1963 | 158
1963 | 316
1963 | 443
1963 | 173
1963 | 180
1963 | 383
1963 | 200
1963 | 389
1963 | 300
1963 | 140
1963 | 332
1963 | 485
1963 | 300
1963 | 255
1963 | 400
1963 | 360
1963 | 398.1
1963 | 321
1963 | 400
1963 | 400
1963 | 400
1963 | 400
1963 | 400
1963 | 238
1963 | 400
1963 | 490
1963 | 195
1963 | 300
1963 | 150
1963 | 250
1963 | 270
1963 | 320
1963 | 300
1963 | 400
1963 | 400
1963 | 400
1963 | 400
1963 | 443
1963 | 402
1963 | 402
1963 | 45
1963 | 401
1963 | 200
1963 | 270
1963 | 263
1963 | 344
1963 | 352
1963 | 370
1963 | 78
1963 | 365
1963 | 305
1963 | 250
1963 | 360
1963 | 405
1963 | 250
1963 | 243
1963 | 345
1963 | 307
1963 | 340
1963 | 353
1963 | 30
1963 | 237
1963 | 17
1963 | 285
1963 | 122
1963 | 130
1963 | 400
1963 | 385
1963 | 343
1963 | 0
1963 | 585
1963 | 215
1963 | 340
1963 | 161
1963 | 308
1963 | 151
1963 | 412
1963 | 350
1963 | 107
1963 | 180
1963 | 414
1963 | 142
1963 | 235
1963 | 220
1963 | 270
1963 | 110
1963 | 53
1963 | 179
1963 | 102
1963 | 303
1963 | 280
1963 | 195
1963 | 495
1963 | 453
1963 | 376
1963 | 48
1963 | 445
1963 | 445
1963 | 192
1963 | 526
1963 | 150
1963 | 234
1963 | 226
1963 | 265
1963 | 200
1963 | 393
1963 | 361
1963 | 370
1963 | 335
1963 | 300
1963 | 200
1963 | 350
1963 | 387
1963 | 296
1963 | 322
1963 | 417
1963 | 162
1963 | 176
1963 | 272
1963 | 211.5
1963 | 195
1963 | 300
1963 | 127
1963 | 390
1963 | 485
1963 | 221
1963 | 120
1963 | 80
1963 | 30
1963 | 250
1963 | 75
1963 | 82.5
1963 | 96.5
1963 | 46
1963 | 38
1963 | 80
1963 | 283
1963 | 26
1963 | 96
1963 | 65
1963 | 285
1963 | 164
1963 | 251
1963 | 48
1964 | 301.9
1964 | 381
1964 | 35
1964 | 306
1964 | 228.3
1964 | 26.7
1964 | 318.9
1964 | 328.6
1964 | 301
1964 | 332.7
1964 | 302.7
1964 | 225.5
1964 | 252
1964 | 139.1
1964 | 225.5
1964 | 77.9
1964 | 290
1964 | 301
1964 | 221.7
1964 | 80.6
1964 | 335
1964 | 304.1
1964 | 229.5
1964 | 291.2
1964 | 405.2
1964 | 238.7
1964 | 127
1964 | 305.7
1964 | 379.6
1964 | 325.1
1964 | 217.1
1964 | 356
1964 | 405
1964 | 402
1964 | 390
1964 | 94.2
1964 | 309
1964 | 448
1964 | 443
1964 | 196
1964 | 412.6
1964 | 22
1964 | 105
1964 | 450
1964 | 70
1964 | 5
1964 | 456.4
1964 | 214.94
1964 | 247
1964 | 273
1964 | 341
1964 | 159
1964 | 277
1964 | 222
1964 | 162
1964 | 393
1964 | 352
1964 | 300
1964 | 255
1964 | 300
1964 | 310
1964 | 324
1964 | 408
1964 | 357
1964 | 241
1964 | 400
1964 | 250
1964 | 250
1964 | 52
1964 | 35
1964 | 115
1964 | 135
1964 | 125
1964 | 468
1964 | 498
1964 | 335
1964 | 400
1964 | 311
1964 | 385
1964 | 350
1964 | 385
1964 | 400
1964 | 423
1964 | 332
1964 | 406
1964 | 440
1964 | 508
1964 | 118
1964 | 328
1964 | 349
1964 | 400
1964 | 401
1964 | 395
1964 | 203
1964 | 393
1964 | 387
1964 | 404
1964 | 277
1964 | 39
1964 | 500
1964 | 36
1964 | 425
1964 | 80
1964 | 420
1964 | 408
1964 | 402.31
1964 | 392.23
1964 | 263.88
1964 | 130.94
1964 | 298.01
1964 | 43
1964 | 413.09
1964 | 387.74
1964 | 35
1964 | 351.5
1964 | 150
1964 | 60
1965 | 32
1965 | 210
1965 | 51
1965 | 252
1965 | 250
1965 | 238
1965 | 184
1965 | 101
1965 | 372
1965 | 196
1965 | 199
1965 | 343
1965 | 311
1965 | 289
1965 | 225
1965 | 400
1965 | 327
1965 | 130
1965 | 343
1965 | 113
1965 | 300
1965 | 273
1965 | 331
1965 | 71
1965 | 319
1965 | 394
1965 | 362
1965 | 356
1965 | 56
1965 | 186
1965 | 415
1965 | 61
1965 | 314
1965 | 317
1965 | 300
1965 | 395
1965 | 254
1965 | 209
1965 | 153
1965 | 227
1965 | 142
1965 | 162
1965 | 362
1965 | 142
1965 | 58
1965 | 289
1965 | 388
1965 | 300
1965 | 43
1965 | 321
1965 | 324
1965 | 97
1965 | 400
1965 | 146.5
1965 | 217
1965 | 326
1965 | 282
1965 | 280
1965 | 76
1965 | 403
1965 | 272
1965 | 354
1965 | 284
1965 | 142
1965 | 137
1965 | 380
1965 | 342
1965 | 413
1965 | 403
1965 | 390
1965 | 334
1965 | 286
1965 | 414
1965 | 394
1965 | 400
1965 | 223
1965 | 325
1965 | 299
1965 | 304
1965 | 391
1965 | 117
1965 | 250
1965 | 250
1965 | 171
1965 | 171
1965 | 143
1965 | 382
1965 | 302
1965 | 230
1965 | 299
1965 | 291
1965 | 337
1965 | 323
1965 | 118
1965 | 277
1965 | 270
1965 | 273
1965 | 280
1965 | 394
1965 | 121
1965 | 122
1965 | 393
1965 | 237
1965 | 376
1965 | 331
1965 | 173
1965 | 393
1965 | 218
1965 | 305
1965 | 312
1965 | 112
1965 | 356
1965 | 391
1965 | 307
1965 | 350
1965 | 426
1965 | 272
1965 | 290
1965 | 154
1965 | 340
1965 | 200
1965 | 92
1965 | 340
1965 | 390
1965 | 304
1965 | 388
1965 | 123
1965 | 403
1965 | 343
1965 | 388
1965 | 260
1965 | 332
1965 | 294
1965 | 154
1965 | 165
1965 | 307
1965 | 334
1965 | 404
1965 | 396
1965 | 307
1965 | 333
1965 | 314
1965 | 288
1965 | 327
1965 | 400
1965 | 283
1965 | 248
1965 | 411
1965 | 246
1965 | 232
1965 | 114
1965 | 215
1965 | 432
1965 | 300
1965 | 324
1965 | 271
1965 | 98
1965 | 174
1965 | 110
1965 | 115
1965 | 405
1965 | 303
1965 | 324
1965 | 391
1965 | 318
1965 | 375
1965 | 383
1965 | 213
1965 | 385
1965 | 350
1965 | 342
1965 | 300
1965 | 276
1965 | 92
1965 | 446
1965 | 277
1965 | 97
1965 | 80
1965 | 247
1965 | 265
1965 | 246
1965 | 316
1965 | 334
1965 | 33
1965 | 128
1965 | 266
1965 | 386
1965 | 400
1965 | 94
1965 | 280
1965 | 300
1965 | 296
1965 | 208
1965 | 394
1965 | 198
1965 | 227
1965 | 289
1965 | 75
1965 | 322
1965 | 384
1965 | 355
1965 | 105
1965 | 331
1965 | 390
1965 | 425.2
1965 | 296
1965 | 188
1965 | 360
1965 | 262
1965 | 162
1965 | 241
1965 | 250
1965 | 379
1965 | 175
1965 | 100
1965 | 232.5
1965 | 278
1965 | 78
1965 | 166
1965 | 396
1965 | 285
1965 | 365
1965 | 406
1965 | 254
1965 | 332
1965 | 206
1965 | 279
1965 | 401
1965 | 399
1965 | 372
1965 | 325
1965 | 344
1965 | 300
1965 | 299
1965 | 150
1965 | 378
1965 | 130
1965 | 197
1965 | 383
1965 | 280
1965 | 396
1965 | 329
1965 | 253
1965 | 248
1965 | 174
1965 | 400
1965 | 216
1965 | 211
1965 | 383
1965 | 414
1965 | 226
1965 | 187
1965 | 301
1965 | 400
1965 | 251
1965 | 322
1965 | 198
1965 | 237
1965 | 248
1965 | 253
1965 | 326
1965 | 346
1965 | 350
1965 | 334
1965 | 406
1965 | 395
1965 | 400
1965 | 401
1965 | 400
1965 | 238
1965 | 244
1965 | 360
1965 | 405
1965 | 322
1965 | 397
1965 | 357
1965 | 396
1965 | 427
1965 | 306
1965 | 98
1965 | 385
1965 | 282
1965 | 377
1965 | 426
1965 | 396
1965 | 393
1965 | 348
1965 | 156
1965 | 90
1965 | 404
1965 | 189
1965 | 275
1965 | 333
1965 | 155
1965 | 243
1965 | 374
1965 | 271
1965 | 264
1965 | 116
1965 | 220
1965 | 44
1965 | 355
1965 | 174
1965 | 248
1965 | 400
1965 | 388
1965 | 400
1965 | 254
1965 | 331
1965 | 245
1965 | 201
1965 | 215
1965 | 395
1965 | 400
1965 | 412
1965 | 323
1965 | 202
1965 | 248
1965 | 400
1965 | 287
1965 | 375
1965 | 139
1965 | 238
1965 | 244
1965 | 106
1965 | 143
1965 | 241
1965 | 351
1965 | 181
1965 | 73
1965 | 140
1965 | 211
1965 | 224
1965 | 220
1965 | 152
1965 | 320
1965 | 371
1965 | 275
1965 | 156
1965 | 256
1965 | 131
1965 | 300
1965 | 189
1965 | 260
1965 | 209
1965 | 259
1965 | 214
1965 | 260
1965 | 200
1965 | 308
1965 | 289
1965 | 355
1965 | 410
1965 | 369
1965 | 250
1965 | 353
1965 | 301
1965 | 298
1965 | 263
1965 | 254
1965 | 294
1965 | 113
1965 | 434
1965 | 58
1965 | 185
1965 | 353
1965 | 283
1965 | 25
1965 | 117
1965 | 365
1965 | 402
1965 | 373
1965 | 401
1965 | 400
1965 | 375
1965 | 394
1965 | 212
1965 | 311
1965 | 203
1965 | 228
1965 | 236
1965 | 97
1965 | 210
1965 | 229
1965 | 350
1965 | 286
1965 | 291
1965 | 287
1965 | 347
1965 | 134
1965 | 350
1965 | 340
1965 | 169
1965 | 350
1965 | 270
1965 | 261
1965 | 181
1965 | 300
1965 | 282
1965 | 400
1965 | 220
1965 | 300
1965 | 234
1965 | 311
1965 | 388
1965 | 143
1965 | 322
1965 | 369
1965 | 145
1965 | 396
1965 | 84
1965 | 350
1965 | 299
1965 | 85
1965 | 260
1965 | 301
1965 | 267
1965 | 352
1965 | 259
1965 | 320
1965 | 294
1965 | 200
1965 | 315
1965 | 13
1965 | 248
1965 | 270
1965 | 250
1965 | 269
1965 | 279
1965 | 259
1965 | 283
1965 | 175
1965 | 158
1965 | 153
1965 | 439
1965 | 400
1965 | 408
1965 | 286
1965 | 276
1965 | 199
1965 | 132
1966 | 123
1966 | 326
1966 | 246
1966 | 107
1966 | 462
1966 | 220
1966 | 356
1966 | 401
1966 | 230
1966 | 211
1966 | 212
1966 | 325
1966 | 85
1966 | 325
1966 | 190
1966 | 82
1966 | 65
1966 | 148
1966 | 180
1966 | 214
1966 | 62
1966 | 369
1966 | 120
1966 | 314
1966 | 159
1966 | 269
1966 | 313
1966 | 160
1966 | 231
1966 | 195
1966 | 156
1966 | 338
1966 | 387
1966 | 352
1966 | 313
1966 | 363
1966 | 313
1966 | 275
1966 | 152.5
1966 | 134
1966 | 165
1966 | 102
1966 | 127
1966 | 294
1966 | 200
1966 | 255
1966 | 163
1966 | 260
1966 | 189
1966 | 58
1966 | 181
1966 | 275
1966 | 272
1966 | 336
1966 | 376
1966 | 312
1966 | 200
1966 | 315
1966 | 402
1966 | 354
1966 | 320
1966 | 190
1966 | 432.5
1966 | 336
1966 | 415
1966 | 215
1966 | 384
1966 | 260
1966 | 263
1966 | 251
1966 | 250
1966 | 100
1966 | 375
1966 | 376
1966 | 412
1966 | 348
1966 | 350
1966 | 70
1966 | 268
1966 | 178
1966 | 385
1966 | 400
1966 | 165
1966 | 318
1966 | 279
1966 | 350
1966 | 225
1966 | 404
1966 | 330
1966 | 405
1966 | 300
1966 | 337
1966 | 256
1966 | 301
1966 | 337
1966 | 283
1966 | 304
1966 | 333
1966 | 400
1966 | 296
1966 | 300
1966 | 406
1966 | 145
1966 | 352
1966 | 80
1966 | 90
1966 | 305
1966 | 260
1966 | 400
1966 | 209
1966 | 190
1966 | 402
1966 | 430
1966 | 409
1966 | 423
1966 | 416
1966 | 200
1966 | 400
1966 | 358
1966 | 50
1966 | 135
1966 | 303
1966 | 310
1966 | 315
1966 | 305
1966 | 250
1966 | 400
1966 | 90
1966 | 354
1966 | 370
1966 | 332
1966 | 370
1966 | 400
1966 | 400
1966 | 400
1966 | 210
1966 | 391
1966 | 390
1966 | 484
1966 | 180
1966 | 32
1966 | 170
1966 | 191
1967 | 141
1967 | 300
1967 | 181
1967 | 348
1967 | 290
1967 | 191
1967 | 319
1967 | 28
1967 | 378
1968 | 427
1968 | 352
1968 | 384
1968 | 260
1968 | 115
1968 | 227
1968 | 180
1968 | 404
1968 | 251
1968 | 261
1968 | 399
1968 | 411
1968 | 174
1968 | 221
1968 | 248
1968 | 295
1968 | 395
1968 | 220
1968 | 248
1968 | 267
1968 | 387
1968 | 301
1968 | 134
1968 | 260
1968 | 390
1968 | 305
1968 | 328
1968 | 209
1968 | 280
1968 | 200
1968 | 246
1968 | 265
1968 | 229
1968 | 236
1968 | 316
1968 | 146
1968 | 242
1968 | 250
1968 | 160
1968 | 288
1968 | 219
1968 | 320
1968 | 400
1968 | 315
1968 | 382
1968 | 246
1968 | 155
1968 | 283
1968 | 15
1968 | 336
1968 | 50
1968 | 240
1968 | 310
1968 | 311
1968 | 154
1969 | 2383
1969 | 321
1969 | 205
1969 | 282
1969 | 151
1969 | 6
1969 | 73
1969 | 46
1969 | 118
1969 | 143
1969 | 374.96
1969 | 386.74
1969 | 349.91
1969 | 205
1969 | 144
1969 | 224
1969 | 129
1969 | 84
1969 | 188
1969 | 35
1969 | 217
1969 | 279
1969 | 206
1969 | 91
1969 | 110
1969 | 98
1969 | 138
1969 | 135
1969 | 317
1969 | 63
1969 | 368
1969 | 116
1969 | 123
1969 | 137
1969 | 400
1969 | 400
1969 | 401
1969 | 401
1969 | 400
1969 | 220
1969 | 24
1969 | 58
1969 | 20
1969 | 120
1969 | 173
1969 | 267
1969 | 201
1969 | 275
1969 | 532
1969 | 474
1969 | 345
1969 | 120
1969 | 34
1969 | 450
1969 | 212
1969 | 259
1969 | 280
1969 | 281
1969 | 298
1969 | 107
1969 | 300
1969 | 100
1969 | 180
1969 | 327
1969 | 330
1969 | 145
1969 | 145
1969 | 381
1969 | 264
1969 | 341
1969 | 45
1969 | 319
1969 | 350
1969 | 450
1969 | 338
1969 | 49
1969 | 215
1969 | 188
1969 | 295
1969 | 487
1969 | 352
1969 | 254
1969 | 375
1969 | 336
1969 | 139
1969 | 102
1969 | 32
1969 | 300
1969 | 257
1969 | 47
1969 | 217
1969 | 254.4
1969 | 235.74
1969 | 360
1969 | 421
1969 | 101.1
1969 | 174.06
1969 | 172.56
1969 | 284.64
1969 | 389.23
1969 | 321.31
1970 | 317
1970 | 191
1970 | 110
1970 | 97
1971 | 415
1972 | 352
1972 | 273
1972 | 248
1972 | 301
1972 | 229
1972 | 450
1972 | 381
1972 | 336
1972 | 345.5
1972 | 360
1972 | 361
1972 | 185
1972 | 246
1972 | 308
1972 | 322
1972 | 316
1972 | 315
1972 | 290.6
1972 | 426
1972 | 348
1972 | 348
1972 | 211
1972 | 119
1972 | 151
1972 | 142
1972 | 325
1972 | 77
1972 | 215
1972 | 214
1972 | 375
1972 | 135
1972 | 358
1972 | 219
1972 | 67
1972 | 292
1972 | 227
1972 | 235
1972 | 311
1972 | 311
1972 | 480
1972 | 63.1
1972 | 128
1972 | 148
1972 | 388
1972 | 305
1972 | 338
1973 | 159
1973 | 120
1973 | 265
1973 | 149
1973 | 285.76
1973 | 268
1973 | 142
1973 | 274.5
1973 | 210.46
1973 | 321
1973 | 336
1973 | 400
1973 | 172
1973 | 412.61
1973 | 420.88
1973 | 400
1973 | 365
1973 | 303
1973 | 402
1973 | 346
1973 | 465
1973 | 345
1973 | 241
1973 | 53
1973 | 220
1973 | 276.64
1973 | 277
1973 | 309
1973 | 398
1973 | 170
1973 | 299
1974 | 186
1975 | 351.23
1975 | 167.57
1975 | 281.6
1975 | 184.97
1975 | 292.33
1975 | 200
1975 | 178
1975 | 170
1975 | 151
1975 | 186
1975 | 213
1975 | 255
1975 | 382.65
1975 | 333
1975 | 358
1975 | 361
1975 | 221
1975 | 371
1975 | 356
1975 | 364
1975 | 492
1975 | 320
1975 | 215
1975 | 320
1975 | 397
1975 | 80
1975 | 267
1975 | 331
1976 | 142.96
1976 | 186
1976 | 323
1976 | 274
1976 | 266.6
1976 | 139
1976 | 268
1976 | 155
1976 | 277
1976 | 388
1976 | 370
1976 | 370
1977 | 164
1977 | 117
1977 | 244
1977 | 172
1977 | 100
1977 | 85
1977 | 109
1977 | 165
1977 | 236
1977 | 399
1977 | 406
1977 | 283
1977 | 368
1978 | 415.71
1978 | 60
1978 | 250
1978 | 415.13
1978 | 247.93
1978 | 182.26
1978 | 225
1978 | 325.7
1978 | 381.22
1978 | 288
1978 | 403
1978 | 412
1978 | 229
1978 | 263
1978 | 263
1978 | 320
1978 | 110
1978 | 185
1978 | 390
1978 | 51
1978 | 89
1978 | 110
1979 | 356
1979 | 442
1979 | 356
1979 | 300
1979 | 139
1979 | 243
1979 | 187
1979 | 269
1979 | 178
1979 | 175
1979 | 132
1980 | 100
1980 | 391
1980 | 318
1980 | 403
1980 | 175
1980 | 25
1980 | 255
1980 | 238
1980 | 177
1980 | 290
1980 | 304
1980 | 290
1980 | 294
1980 | 204
1980 | 359
1980 | 326
1980 | 333
1980 | 100
1980 | 254
1980 | 163
1980 | 225
1980 | 14
1980 | 102
1980 | 295
1980 | 263
1980 | 302
1980 | 108
1980 | 120
1980 | 378
1981 | 424
1981 | 400
1981 | 248
1981 | 162
1981 | 311
1981 | 100
1981 | 400
1981 | 302
1981 | 409
1981 | 432
1981 | 142
1981 | 299
1981 | 49
1981 | 237
1981 | 217
1981 | 435
1981 | 385
1981 | 476
1981 | 364
1981 | 393
1981 | 473
1981 | 153
1981 | 261
1981 | 454
1981 | 163
1981 | 305
1981 | 434
1981 | 285
1981 | 250
1981 | 445
1981 | 406
1981 | 420
1981 | 378
1981 | 85
1981 | 152
1981 | 211
1981 | 285
1981 | 923
1981 | 331
1981 | 315
1981 | 348
1981 | 60
1981 | 334
1981 | 339
1981 | 301
1981 | 355
1981 | 199
1981 | 128
1981 | 205
1981 | 216
1981 | 393
1981 | 100
1981 | 127
1981 | 162
1981 | 241
1981 | 145
1981 | 200
1981 | 263
1981 | 90
1981 | 301
1981 | 210
1981 | 266
1981 | 145
1981 | 366
1982 | 289.98
1982 | 282.13
1982 | 70
1982 | 210
1982 | 218
1982 | 218
1982 | 373
1982 | 373
1982 | 398
1982 | 189
1982 | 359
1982 | 341
1982 | 337
1982 | 398
1982 | 348
1982 | 333
1982 | 255
1982 | 397
1982 | 368
1982 | 400
1982 | 400
1982 | 323
1982 | 409
1982 | 217
1982 | 400
1982 | 78
1982 | 350
1982 | 300
1982 | 368
1982 | 300
1982 | 238
1982 | 320
1982 | 360
1982 | 111
1982 | 385
1982 | 349
1982 | 217
1982 | 380
1982 | 356
1982 | 336
1982 | 159
1982 | 270
1982 | 441
1982 | 167
1982 | 270
1982 | 228
1982 | 329
1982 | 298
1982 | 345
1982 | 274
1982 | 134
1982 | 82
1982 | 432
1982 | 40
1982 | 199
1982 | 81
1982 | 370
1983 | 438
1983 | 272
1983 | 250
1983 | 263
1983 | 324
1983 | 392
1983 | 318
1983 | 309
1983 | 248
1983 | 301
1983 | 308
1983 | 354
1983 | 432
1983 | 304
1983 | 446
1983 | 304
1983 | 311
1983 | 408
1983 | 352
1983 | 493
1983 | 257
1983 | 329
1983 | 302
1983 | 347
1983 | 376
1983 | 360
1983 | 36
1983 | 288
1983 | 211
1983 | 392
1983 | 341
1983 | 378
1983 | 30
1983 | 217
1983 | 269
1983 | 67
1983 | 51
1984 | 518
1984 | 159
1984 | 161
1984 | 232
1984 | 68
1984 | 286
1984 | 62
1984 | 301
1984 | 317
1984 | 400
1984 | 200
1984 | 158
1984 | 140
1984 | 214
1984 | 395
1984 | 394
1984 | 323
1984 | 231
1984 | 205
1984 | 428
1984 | 223
1984 | 200
1984 | 229
1984 | 250
1984 | 376
1984 | 141
1984 | 138
1984 | 107
1984 | 233
1984 | 201
1984 | 125
1985 | 80
1985 | 153
1985 | 46
1985 | 13
1985 | 411
1985 | 45
1985 | 377
1985 | 51
1985 | 340
1985 | 380
1985 | 365
1985 | 59
1985 | 271
1985 | 345
1986 | 158.6
1986 | 345
1986 | 349
1986 | 340
1986 | 340
1986 | 250
1986 | 390
1986 | 215
1986 | 213
1986 | 321
1986 | 282
1986 | 220
1986 | 220
1986 | 189
1986 | 235
1986 | 293
1986 | 316
1986 | 295
1986 | 393
1986 | 378.45
1986 | 41
1986 | 60
1986 | 310
1986 | 402
1986 | 165
1986 | 85
1986 | 317
1986 | 246
1986 | 128
1986 | 400
1986 | 327
1986 | 169
1986 | 250
1986 | 331
1986 | 295
1986 | 198
1986 | 143
1986 | 229
1986 | 306
1986 | 250
1986 | 256
1986 | 257
1986 | 235
1986 | 112
1986 | 370
1986 | 305
1986 | 159
1986 | 362
1986 | 212
1986 | 220
1987 | 246
1987 | 272
1987 | 40
1987 | 66
1987 | 335
1987 | 444
1987 | 397
1987 | 107
1987 | 345
1987 | 406
1987 | 265
1987 | 425
1987 | 226
1987 | 112
1987 | 125
1987 | 208
1988 | 346.83
1988 | 219.54
1988 | 38.18
1988 | 10
1988 | 276.47
1988 | 393
1988 | 30.47
1988 | 321.24
1988 | 347
1988 | 400
1988 | 216.77
1988 | 346.83
1988 | 346.83
1988 | 343.23
1988 | 276.47
1988 | 276.47
1988 | 398
1988 | 52
1988 | 170
1988 | 133
1988 | 122
1988 | 195
1988 | 45
1988 | 121
1988 | 219
1988 | 138
1988 | 216
1988 | 300
1988 | 164
1988 | 102
1989 | 349.7
1989 | 118.58
1989 | 47.94
1989 | 94
1989 | 226.48
1989 | 292.5
1989 | 165
1989 | 333
1989 | 103.5
1989 | 138.6
1989 | 45
1989 | 137
1989 | 240.87
1989 | 165.5
1989 | 163
1989 | 290.26
1989 | 290.26
1989 | 355.3
1989 | 200.57
1989 | 45.19
1989 | 387.23
1989 | 348
1989 | 401
1989 | 401
1989 | 398
1990 | 38
1990 | 86.18
1990 | 129
1990 | 347
1990 | 350
1990 | 350
1990 | 350
1990 | 44
1990 | 350
1990 | 350
1990 | 40
1990 | 225
1990 | 305
1990 | 363
1990 | 365
1990 | 489
1990 | 424
1991 | 331
1991 | 301
1991 | 167
1991 | 285
1991 | 172
1991 | 294
1992 | 72
1992 | 40
1992 | 133.8
1992 | 208.57
1992 | 153.77
1992 | 199
1992 | 10
1992 | 209
1993 | 467
1994 | 16
1994 | 46
1994 | 300
1994 | 300
1994 | 131.58
1994 | 316
1994 | 380
1994 | 357
1994 | 315
1994 | 300
1994 | 371
1994 | 35
1994 | 96
1994 | 119
1994 | 152
1994 | 350
1994 | 350
1994 | 350
1994 | 368
1994 | 331
1994 | 352
1994 | 351
1994 | 324
1994 | 67
1994 | 326
1994 | 315
1994 | 203
1994 | 150
1994 | 329
1994 | 205
1994 | 310
1994 | 368
1994 | 390
1994 | 117
1994 | 291.9
1994 | 149
1994 | 280
1994 | 352
1994 | 230
1994 | 197
1994 | 227
1994 | 350
1994 | 350
1994 | 335
1994 | 353
1994 | 185
1994 | 296
1994 | 250
1994 | 163
1994 | 340
1994 | 191
1994 | 163
1994 | 86
1994 | 380
1994 | 370
1994 | 313
1994 | 310
1994 | 339
1994 | 340
1994 | 223
1994 | 158
1994 | 177
1994 | 326.9
1994 | 357
1994 | 275
1994 | 235.4
1994 | 35.9
1994 | 335
1994 | 27
1994 | 401
1994 | 149
1994 | 396
1994 | 105
1994 | 400
1994 | 400
1994 | 394
1994 | 400
1994 | 267
1994 | 32
1994 | 81
1994 | 198
1994 | 286
1994 | 203
1994 | 200
1994 | 350
1994 | 331
1994 | 228
1994 | 186
1994 | 228
1994 | 350
1994 | 240
1994 | 240
1994 | 408
1994 | 241
1994 | 362
1994 | 268
1994 | 400
1994 | 265
1994 | 370
1994 | 265
1994 | 190
1994 | 248
1994 | 380
1994 | 300
1994 | 325
1994 | 44
1994 | 227
1994 | 264
1994 | 109
1994 | 235
1994 | 280
1994 | 248
1994 | 246
1994 | 246
1994 | 161
1994 | 120
1994 | 345
1994 | 246
1994 | 255
1994 | 267
1994 | 303
1994 | 80
1994 | 300
1994 | 113
1994 | 70
1994 | 335
1994 | 300
1994 | 185
1994 | 143
1994 | 232
1994 | 300
1994 | 385
1994 | 290
1994 | 176
1994 | 350
1994 | 130
1994 | 325
1994 | 231
1994 | 68.5
1994 | 160
1994 | 325
1994 | 150
1994 | 350
1994 | 360
1994 | 335
1994 | 345
1994 | 206
1994 | 110
1994 | 140
1994 | 325
1994 | 280
1994 | 230
1994 | 411
1994 | 342
1994 | 390
1994 | 188
1994 | 142
1994 | 100
1995 | 195.1
1995 | 300
1995 | 451
1995 | 134
1995 | 363
1995 | 266
1996 | 375
1996 | 200
1996 | 239
1996 | 71
1996 | 576
1997 | 272.2
1997 | 288.5
1997 | 408.4
1997 | 280.1
1997 | 67.6
1997 | 20.2
1997 | 152
1997 | 134.5
1997 | 12.5
2000 | 469
2001 | 346
2001 | 510
2001 | 458.3
2001 | 294
2001 | 15
2001 | 110
2001 | 232
2001 | 282
2001 | 119
2001 | 10
2001 | 100
2001 | 235
2002 | 5
2002 | 77
2002 | 341.51
2002 | 35
2002 | 5
2002 | 12
2002 | 150
2004 | 3105
2004 | 37.4
2004 | 160
2004 | 84
2009 | 368.17
2012 | 567
2023 | 156

## Sheet7
|  |  |  | 2026 | 2031 | 2036 | 2041 | 2046 | 2051 | 2056 | TOTAL
|  |  |  | 3489476.605 | 250438 | 769965.24 | 2535906.49 | 79278078.825 | 9785115.41 | 8858681.555 | 104967662.125 | Predicted Age
|  |  |  | 4000000 | 2000000 | 2000000 | 2000000 | -6000000 | 9785115.41 | 8858681.555 | 22643796.965 | Implementable
Useful Life | Age | Rehab year | rehab Est$
75 | 100 | 2001 | 130000 | 130000
75 | 100 | 2001 | 40565 | 40565
75 | 100 | 2001 | 44835 | 44835
75 | 100 | 2001 | 40979.8 | 40979.8
75 | 100 | 2001 | 41602 | 41602
75 | 100 | 2001 | 42700 | 42700
75 | 100 | 2001 | 51240 | 51240
55 | 76 | 2005 | 85888 | 85888
55 | 76 | 2005 | 29280 | 29280
55 | 76 | 2005 | 94428 | 94428
55 | 76 | 2005 | 39040 | 39040
80 | 100 | 2006 | 33168.75 | 33168.75
80 | 100 | 2006 | 42700 | 42700
80 | 100 | 2006 | 84400 | 84400
80 | 100 | 2006 | 23200 | 23200
80 | 100 | 2006 | 175600 | 175600
80 | 100 | 2006 | 166400 | 166400
80 | 100 | 2006 | 56000 | 56000
80 | 100 | 2006 | 168000 | 168000
80 | 100 | 2006 | 52000 | 52000
80 | 100 | 2006 | 25923.78 | 25923.78
80 | 100 | 2006 | 36600 | 36600
80 | 100 | 2006 | 22814 | 22814
80 | 100 | 2006 | 13420 | 13420
80 | 100 | 2006 | 42700 | 42700
80 | 100 | 2006 | 42700 | 42700
80 | 100 | 2006 | 49044 | 49044
55 | 71 | 2010 | 16836 | 16836
80 | 96 | 2010 | 44774 | 44774
80 | 96 | 2010 | 30744 | 30744
55 | 67 | 2014 | 41480 | 41480
55 | 67 | 2014 | 8540 | 8540
55 | 62 | 2019 | 111227.4 | 111227.4
55 | 62 | 2019 | 76443.675 | 76443.675
55 | 62 | 2019 | 40671.75 | 40671.75
55 | 62 | 2019 | 97900.425 | 97900.425
55 | 62 | 2019 | 114009 | 114009
55 | 62 | 2019 | 129701.25 | 129701.25
55 | 62 | 2019 | 110349 | 110349
55 | 62 | 2019 | 107055 | 107055
55 | 62 | 2019 | 104401.5 | 104401.5
55 | 57 | 2024 | 363407.5 | 363407.5
55 | 57 | 2024 | 37789.5 | 37789.5
55 | 57 | 2024 | 45795.75 | 45795.75
55 | 57 | 2024 | 85772.1 | 85772.1
55 | 57 | 2024 | 106160.13 | 106160.13
55 | 57 | 2024 | 96050.295 | 96050.295
75 | 76 | 2025 | 45140 | 45140
75 | 73 | 2028 | 54900 |  | 54900
75 | 72 | 2029 | 56364 |  | 56364
75 | 72 | 2029 | 37942 |  | 37942
75 | 72 | 2029 | 55632 |  | 55632
75 | 71 | 2030 | 45600 |  | 45600
80 | 73 | 2033 | 70000 |  |  | 70000
75 | 67 | 2034 | 4026 |  |  | 4026
80 | 72 | 2034 | 2440 |  |  | 2440
80 | 72 | 2034 | 16470 |  |  | 16470
80 | 72 | 2034 | 56852 |  |  | 56852
80 | 72 | 2034 | 38064 |  |  | 38064
80 | 72 | 2034 | 35746 |  |  | 35746
80 | 72 | 2034 | 15860 |  |  | 15860
80 | 72 | 2034 | 15738 |  |  | 15738
80 | 72 | 2034 | 48800 |  |  | 48800
80 | 72 | 2034 | 46604 |  |  | 46604
80 | 72 | 2034 | 50264 |  |  | 50264
80 | 72 | 2034 | 33550 |  |  | 33550
80 | 72 | 2034 | 32574 |  |  | 32574
80 | 72 | 2034 | 30500 |  |  | 30500
80 | 72 | 2034 | 48068 |  |  | 48068
80 | 72 | 2034 | 43310 |  |  | 43310
80 | 72 | 2034 | 26596 |  |  | 26596
80 | 72 | 2034 | 17009.24 |  |  | 17009.24
80 | 72 | 2034 | 19276 |  |  | 19276
80 | 72 | 2034 | 21594 |  |  | 21594
80 | 72 | 2034 | 48800 |  |  | 48800
80 | 72 | 2034 | 30744 |  |  | 30744
80 | 72 | 2034 | 17080 |  |  | 17080
75 | 64 | 2037 | 96000 |  |  |  | 96000
75 | 63 | 2038 | 47824 |  |  |  | 47824
75 | 63 | 2038 | 17507 |  |  |  | 17507
75 | 63 | 2038 | 29890 |  |  |  | 29890
75 | 63 | 2038 | 10004 |  |  |  | 10004
75 | 63 | 2038 | 27328 |  |  |  | 27328
75 | 63 | 2038 | 21350 |  |  |  | 21350
75 | 63 | 2038 | 18422 |  |  |  | 18422
75 | 63 | 2038 | 48000 |  |  |  | 48000
75 | 63 | 2038 | 46116 |  |  |  | 46116
75 | 63 | 2038 | 220000 |  |  |  | 220000
75 | 63 | 2038 | 20587.5 |  |  |  | 20587.5
75 | 63 | 2038 | 10980 |  |  |  | 10980
75 | 63 | 2038 | 40000 |  |  |  | 40000
75 | 63 | 2038 | 4270 |  |  |  | 4270
75 | 63 | 2038 | 155200 |  |  |  | 155200
75 | 63 | 2038 | 154000 |  |  |  | 154000
75 | 62 | 2039 | 47122.5 |  |  |  | 47122.5
75 | 62 | 2039 | 163968 |  |  |  | 163968
75 | 62 | 2039 | 162138 |  |  |  | 162138
75 | 62 | 2039 | 53802 |  |  |  | 53802
75 | 62 | 2039 | 132135.15 |  |  |  | 132135.15
75 | 62 | 2039 | 6039 |  |  |  | 6039
75 | 62 | 2039 | 42000 |  |  |  | 42000
75 | 62 | 2039 | 54900 |  |  |  | 54900
75 | 62 | 2039 | 8540 |  |  |  | 8540
75 | 62 | 2039 | 2000 |  |  |  | 2000
80 | 67 | 2039 | 46360 |  |  |  | 46360
80 | 67 | 2039 | 26253.18 |  |  |  | 26253.18
80 | 67 | 2039 | 17175.16 |  |  |  | 17175.16
80 | 67 | 2039 | 5917 |  |  |  | 5917
80 | 67 | 2039 | 37576 |  |  |  | 37576
80 | 67 | 2039 | 30500 |  |  |  | 30500
80 | 67 | 2039 | 45994 |  |  |  | 45994
80 | 67 | 2039 | 43432 |  |  |  | 43432
80 | 67 | 2039 | 44000 |  |  |  | 44000
80 | 67 | 2039 | 42212 |  |  |  | 42212
80 | 67 | 2039 | 29280 |  |  |  | 29280
80 | 67 | 2039 | 33306 |  |  |  | 33306
75 | 61 | 2040 | 12800 |  |  |  | 12800
75 | 61 | 2040 | 25620 |  |  |  | 25620
75 | 61 | 2040 | 6222 |  |  |  | 6222
80 | 66 | 2040 | 43600 |  |  |  | 43600
75 | 60 | 2041 | 15006 |  |  |  | 15006
75 | 60 | 2041 | 59658 |  |  |  | 59658
75 | 60 | 2041 | 45018 |  |  |  | 45018
75 | 60 | 2041 | 13054 |  |  |  | 13054
75 | 60 | 2041 | 184800 |  |  |  | 184800
75 | 60 | 2041 | 88000 |  |  |  | 88000
80 | 64 | 2042 | 44896 |  |  |  |  | 44896
80 | 64 | 2042 | 50264 |  |  |  |  | 50264
80 | 64 | 2042 | 45628 |  |  |  |  | 45628
80 | 64 | 2042 | 37210 |  |  |  |  | 37210
80 | 64 | 2042 | 19154 |  |  |  |  | 19154
80 | 64 | 2042 | 31964 |  |  |  |  | 31964
80 | 64 | 2042 | 19886 |  |  |  |  | 19886
80 | 64 | 2042 | 39894 |  |  |  |  | 39894
80 | 64 | 2042 | 28670 |  |  |  |  | 28670
80 | 64 | 2042 | 12200 |  |  |  |  | 12200
80 | 64 | 2042 | 43310 |  |  |  |  | 43310
80 | 63 | 2043 | 89212.5 |  |  |  |  | 89212.5
80 | 63 | 2043 | 82350 |  |  |  |  | 82350
80 | 63 | 2043 | 82350 |  |  |  |  | 82350
80 | 63 | 2043 | 109800 |  |  |  |  | 109800
80 | 63 | 2043 | 89212.5 |  |  |  |  | 89212.5
80 | 63 | 2043 | 82350 |  |  |  |  | 82350
80 | 63 | 2043 | 89761.5 |  |  |  |  | 89761.5
80 | 63 | 2043 | 22509 |  |  |  |  | 22509
80 | 63 | 2043 | 12352.5 |  |  |  |  | 12352.5
80 | 63 | 2043 | 98591.25 |  |  |  |  | 98591.25
80 | 63 | 2043 | 74343.75 |  |  |  |  | 74343.75
80 | 63 | 2043 | 89212.5 |  |  |  |  | 89212.5
80 | 63 | 2043 | 116662.5 |  |  |  |  | 116662.5
80 | 63 | 2043 | 116662.5 |  |  |  |  | 116662.5
80 | 63 | 2043 | 104767.5 |  |  |  |  | 104767.5
80 | 63 | 2043 | 37057.5 |  |  |  |  | 37057.5
80 | 63 | 2043 | 32711.25 |  |  |  |  | 32711.25
80 | 63 | 2043 | 62906.25 |  |  |  |  | 62906.25
80 | 63 | 2043 | 87153.75 |  |  |  |  | 87153.75
80 | 63 | 2043 | 91500 |  |  |  |  | 91500
80 | 63 | 2043 | 74343.75 |  |  |  |  | 74343.75
80 | 63 | 2043 | 64784 |  |  |  |  | 64784
80 | 63 | 2043 | 74343.75 |  |  |  |  | 74343.75
80 | 63 | 2043 | 90127.5 |  |  |  |  | 90127.5
80 | 63 | 2043 | 74343.75 |  |  |  |  | 74343.75
80 | 63 | 2043 | 85781.25 |  |  |  |  | 85781.25
80 | 63 | 2043 | 68625 |  |  |  |  | 68625
80 | 63 | 2043 | 96532.5 |  |  |  |  | 96532.5
80 | 63 | 2043 | 59703.75 |  |  |  |  | 59703.75
80 | 63 | 2043 | 84637.5 |  |  |  |  | 84637.5
80 | 63 | 2043 | 11437.5 |  |  |  |  | 11437.5
80 | 63 | 2043 | 77775 |  |  |  |  | 77775
80 | 63 | 2043 | 74343.75 |  |  |  |  | 74343.75
80 | 63 | 2043 | 10293.75 |  |  |  |  | 10293.75
80 | 63 | 2043 | 79056 |  |  |  |  | 79056
80 | 63 | 2043 | 79056 |  |  |  |  | 79056
80 | 63 | 2043 | 123936.75 |  |  |  |  | 123936.75
80 | 63 | 2043 | 65651.25 |  |  |  |  | 65651.25
80 | 63 | 2043 | 104859 |  |  |  |  | 104859
80 | 63 | 2043 | 2745 |  |  |  |  | 2745
80 | 63 | 2043 | 92232 |  |  |  |  | 92232
80 | 63 | 2043 | 144753 |  |  |  |  | 144753
80 | 63 | 2043 | 52200.75 |  |  |  |  | 52200.75
80 | 63 | 2043 | 76860 |  |  |  |  | 76860
80 | 63 | 2043 | 43645.5 |  |  |  |  | 43645.5
80 | 63 | 2043 | 60939 |  |  |  |  | 60939
80 | 63 | 2043 | 63684 |  |  |  |  | 63684
80 | 63 | 2043 | 43200 |  |  |  |  | 43200
80 | 63 | 2043 | 84271.5 |  |  |  |  | 84271.5
80 | 63 | 2043 | 89212.5 |  |  |  |  | 89212.5
80 | 63 | 2043 | 49959 |  |  |  |  | 49959
80 | 63 | 2043 | 66703.5 |  |  |  |  | 66703.5
80 | 63 | 2043 | 75487.5 |  |  |  |  | 75487.5
80 | 63 | 2043 | 89212.5 |  |  |  |  | 89212.5
80 | 63 | 2043 | 89212.5 |  |  |  |  | 89212.5
80 | 63 | 2043 | 89212.5 |  |  |  |  | 89212.5
80 | 63 | 2043 | 83997 |  |  |  |  | 83997
80 | 63 | 2043 | 75762 |  |  |  |  | 75762
80 | 63 | 2043 | 114741 |  |  |  |  | 114741
80 | 63 | 2043 | 39253.5 |  |  |  |  | 39253.5
80 | 63 | 2043 | 85095 |  |  |  |  | 85095
80 | 63 | 2043 | 56272.5 |  |  |  |  | 56272.5
80 | 63 | 2043 | 119407.5 |  |  |  |  | 119407.5
80 | 63 | 2043 | 89212.5 |  |  |  |  | 89212.5
80 | 63 | 2043 | 75487.5 |  |  |  |  | 75487.5
80 | 63 | 2043 | 96075 |  |  |  |  | 96075
80 | 63 | 2043 | 116662.5 |  |  |  |  | 116662.5
80 | 63 | 2043 | 96075 |  |  |  |  | 96075
80 | 63 | 2043 | 102937.5 |  |  |  |  | 102937.5
80 | 63 | 2043 | 96075 |  |  |  |  | 96075
80 | 63 | 2043 | 89212.5 |  |  |  |  | 89212.5
80 | 63 | 2043 | 91408.5 |  |  |  |  | 91408.5
80 | 63 | 2043 | 100192.5 |  |  |  |  | 100192.5
80 | 63 | 2043 | 130387.5 |  |  |  |  | 130387.5
80 | 63 | 2043 | 125446.5 |  |  |  |  | 125446.5
80 | 63 | 2043 | 21136.5 |  |  |  |  | 21136.5
80 | 63 | 2043 | 37789.5 |  |  |  |  | 37789.5
80 | 63 | 2043 | 46436.25 |  |  |  |  | 46436.25
80 | 63 | 2043 | 83448 |  |  |  |  | 83448
80 | 63 | 2043 | 98820 |  |  |  |  | 98820
80 | 63 | 2043 | 14640 |  |  |  |  | 14640
80 | 63 | 2043 | 14030 |  |  |  |  | 14030
80 | 63 | 2043 | 23561.25 |  |  |  |  | 23561.25
80 | 63 | 2043 | 56730 |  |  |  |  | 56730
80 | 63 | 2043 | 116400 |  |  |  |  | 116400
80 | 63 | 2043 | 72400 |  |  |  |  | 72400
80 | 63 | 2043 | 120000 |  |  |  |  | 120000
80 | 63 | 2043 | 112000 |  |  |  |  | 112000
80 | 63 | 2043 | 82000 |  |  |  |  | 82000
80 | 63 | 2043 | 159200 |  |  |  |  | 159200
80 | 63 | 2043 | 38430 |  |  |  |  | 38430
80 | 63 | 2043 | 38000 |  |  |  |  | 38000
80 | 63 | 2043 | 122800 |  |  |  |  | 122800
80 | 63 | 2043 | 123200 |  |  |  |  | 123200
80 | 63 | 2043 | 22000 |  |  |  |  | 22000
80 | 63 | 2043 | 96000 |  |  |  |  | 96000
80 | 63 | 2043 | 120800 |  |  |  |  | 120800
80 | 63 | 2043 | 22936 |  |  |  |  | 22936
80 | 63 | 2043 | 32800 |  |  |  |  | 32800
80 | 63 | 2043 | 97200 |  |  |  |  | 97200
80 | 63 | 2043 | 161600 |  |  |  |  | 161600
80 | 63 | 2043 | 156800 |  |  |  |  | 156800
80 | 63 | 2043 | 56400 |  |  |  |  | 56400
80 | 63 | 2043 | 28400 |  |  |  |  | 28400
80 | 63 | 2043 | 113600 |  |  |  |  | 113600
80 | 63 | 2043 | 128800 |  |  |  |  | 128800
80 | 63 | 2043 | 56000 |  |  |  |  | 56000
80 | 63 | 2043 | 162400 |  |  |  |  | 162400
80 | 63 | 2043 | 50000 |  |  |  |  | 50000
80 | 63 | 2043 | 140400 |  |  |  |  | 140400
80 | 63 | 2043 | 121200 |  |  |  |  | 121200
80 | 63 | 2043 | 68000 |  |  |  |  | 68000
80 | 63 | 2043 | 81600 |  |  |  |  | 81600
80 | 63 | 2043 | 112400 |  |  |  |  | 112400
80 | 63 | 2043 | 14800 |  |  |  |  | 14800
80 | 63 | 2043 | 132000 |  |  |  |  | 132000
80 | 63 | 2043 | 55080 |  |  |  |  | 55080
80 | 63 | 2043 | 115280 |  |  |  |  | 115280
80 | 63 | 2043 | 164000 |  |  |  |  | 164000
80 | 63 | 2043 | 163200 |  |  |  |  | 163200
80 | 63 | 2043 | 51200 |  |  |  |  | 51200
80 | 63 | 2043 | 177600 |  |  |  |  | 177600
80 | 63 | 2043 | 20740 |  |  |  |  | 20740
80 | 63 | 2043 | 146080 |  |  |  |  | 146080
80 | 63 | 2043 | 20520 |  |  |  |  | 20520
80 | 63 | 2043 | 5002 |  |  |  |  | 5002
80 | 63 | 2043 | 90800 |  |  |  |  | 90800
80 | 63 | 2043 | 149880 |  |  |  |  | 149880
80 | 63 | 2043 | 114960 |  |  |  |  | 114960
80 | 63 | 2043 | 102400 |  |  |  |  | 102400
80 | 63 | 2043 | 95600 |  |  |  |  | 95600
80 | 63 | 2043 | 36600 |  |  |  |  | 36600
80 | 63 | 2043 | 49200 |  |  |  |  | 49200
80 | 63 | 2043 | 61600 |  |  |  |  | 61600
80 | 63 | 2043 | 58000 |  |  |  |  | 58000
80 | 63 | 2043 | 120000 |  |  |  |  | 120000
80 | 63 | 2043 | 28800 |  |  |  |  | 28800
80 | 63 | 2043 | 120000 |  |  |  |  | 120000
80 | 63 | 2043 | 63200 |  |  |  |  | 63200
80 | 63 | 2043 | 47824 |  |  |  |  | 47824
80 | 63 | 2043 | 62800 |  |  |  |  | 62800
80 | 63 | 2043 | 121600 |  |  |  |  | 121600
80 | 63 | 2043 | 58800 |  |  |  |  | 58800
80 | 63 | 2043 | 9200 |  |  |  |  | 9200
80 | 63 | 2043 | 80400 |  |  |  |  | 80400
80 | 63 | 2043 | 102400 |  |  |  |  | 102400
80 | 63 | 2043 | 54000 |  |  |  |  | 54000
80 | 63 | 2043 | 30622 |  |  |  |  | 30622
80 | 63 | 2043 | 198400 |  |  |  |  | 198400
80 | 63 | 2043 | 120000 |  |  |  |  | 120000
80 | 63 | 2043 | 16775 |  |  |  |  | 16775
80 | 63 | 2043 | 24644 |  |  |  |  | 24644
80 | 63 | 2043 | 29890 |  |  |  |  | 29890
80 | 63 | 2043 | 100000 |  |  |  |  | 100000
80 | 63 | 2043 | 160000 |  |  |  |  | 160000
80 | 63 | 2043 | 160000 |  |  |  |  | 160000
80 | 63 | 2043 | 152800 |  |  |  |  | 152800
80 | 63 | 2043 | 152000 |  |  |  |  | 152000
80 | 63 | 2043 | 51240 |  |  |  |  | 51240
80 | 63 | 2043 | 94800 |  |  |  |  | 94800
80 | 63 | 2043 | 72285 |  |  |  |  | 72285
80 | 63 | 2043 | 73200 |  |  |  |  | 73200
80 | 63 | 2043 | 71200 |  |  |  |  | 71200
80 | 63 | 2043 | 152800 |  |  |  |  | 152800
80 | 63 | 2043 | 141760 |  |  |  |  | 141760
80 | 63 | 2043 | 128800 |  |  |  |  | 128800
80 | 63 | 2043 | 164000 |  |  |  |  | 164000
80 | 63 | 2043 | 66400 |  |  |  |  | 66400
80 | 63 | 2043 | 100400 |  |  |  |  | 100400
80 | 63 | 2043 | 73200 |  |  |  |  | 73200
80 | 63 | 2043 | 75030 |  |  |  |  | 75030
80 | 63 | 2043 | 38400 |  |  |  |  | 38400
80 | 63 | 2043 | 131600 |  |  |  |  | 131600
80 | 63 | 2043 | 10980 |  |  |  |  | 10980
80 | 63 | 2043 | 7076 |  |  |  |  | 7076
80 | 63 | 2043 | 38125 |  |  |  |  | 38125
80 | 63 | 2043 | 38582.5 |  |  |  |  | 38582.5
80 | 63 | 2043 | 87600 |  |  |  |  | 87600
80 | 63 | 2043 | 126400 |  |  |  |  | 126400
80 | 63 | 2043 | 186400 |  |  |  |  | 186400
80 | 63 | 2043 | 98000 |  |  |  |  | 98000
80 | 63 | 2043 | 53436 |  |  |  |  | 53436
80 | 63 | 2043 | 64233 |  |  |  |  | 64233
80 | 63 | 2043 | 64599 |  |  |  |  | 64599
80 | 63 | 2043 | 84400 |  |  |  |  | 84400
80 | 63 | 2043 | 60024 |  |  |  |  | 60024
80 | 63 | 2043 | 14091 |  |  |  |  | 14091
80 | 63 | 2043 | 72285 |  |  |  |  | 72285
80 | 63 | 2043 | 81984 |  |  |  |  | 81984
80 | 63 | 2043 | 36000 |  |  |  |  | 36000
80 | 63 | 2043 | 116000 |  |  |  |  | 116000
80 | 63 | 2043 | 47200 |  |  |  |  | 47200
80 | 63 | 2043 | 72102 |  |  |  |  | 72102
80 | 63 | 2043 | 42000 |  |  |  |  | 42000
80 | 63 | 2043 | 138400 |  |  |  |  | 138400
80 | 63 | 2043 | 155600 |  |  |  |  | 155600
80 | 63 | 2043 | 80400 |  |  |  |  | 80400
80 | 63 | 2043 | 119200 |  |  |  |  | 119200
80 | 63 | 2043 | 118000 |  |  |  |  | 118000
80 | 63 | 2043 | 122000 |  |  |  |  | 122000
80 | 63 | 2043 | 70000 |  |  |  |  | 70000
80 | 63 | 2043 | 10492 |  |  |  |  | 10492
80 | 63 | 2043 | 199200 |  |  |  |  | 199200
80 | 63 | 2043 | 16226 |  |  |  |  | 16226
80 | 63 | 2043 | 218400 |  |  |  |  | 218400
80 | 63 | 2043 | 38430 |  |  |  |  | 38430
80 | 63 | 2043 | 23790 |  |  |  |  | 23790
80 | 63 | 2043 | 95526 |  |  |  |  | 95526
80 | 63 | 2043 | 3660 |  |  |  |  | 3660
80 | 63 | 2043 | 11224 |  |  |  |  | 11224
80 | 63 | 2043 | 74481 |  |  |  |  | 74481
80 | 63 | 2043 | 25620 |  |  |  |  | 25620
80 | 63 | 2043 | 43920 |  |  |  |  | 43920
80 | 63 | 2043 | 47580 |  |  |  |  | 47580
80 | 63 | 2043 | 84400 |  |  |  |  | 84400
80 | 63 | 2043 | 230400 |  |  |  |  | 230400
80 | 63 | 2043 | 36600 |  |  |  |  | 36600
80 | 63 | 2043 | 38125 |  |  |  |  | 38125
80 | 63 | 2043 | 37362.5 |  |  |  |  | 37362.5
80 | 63 | 2043 | 34526 |  |  |  |  | 34526
80 | 63 | 2043 | 100000 |  |  |  |  | 100000
80 | 63 | 2043 | 140000 |  |  |  |  | 140000
80 | 63 | 2043 | 158000 |  |  |  |  | 158000
80 | 63 | 2043 | 198400 |  |  |  |  | 198400
80 | 63 | 2043 | 50325 |  |  |  |  | 50325
80 | 63 | 2043 | 137600 |  |  |  |  | 137600
80 | 63 | 2043 | 78232.5 |  |  |  |  | 78232.5
80 | 63 | 2043 | 39802.5 |  |  |  |  | 39802.5
80 | 63 | 2043 | 60237.5 |  |  |  |  | 60237.5
80 | 63 | 2043 | 24095 |  |  |  |  | 24095
80 | 63 | 2043 | 126400 |  |  |  |  | 126400
80 | 63 | 2043 | 67557.5 |  |  |  |  | 67557.5
80 | 63 | 2043 | 26382.5 |  |  |  |  | 26382.5
80 | 63 | 2043 | 27450 |  |  |  |  | 27450
80 | 63 | 2043 | 46726 |  |  |  |  | 46726
80 | 63 | 2043 | 24400 |  |  |  |  | 24400
80 | 63 | 2043 | 47458 |  |  |  |  | 47458
80 | 63 | 2043 | 54900 |  |  |  |  | 54900
80 | 63 | 2043 | 21350 |  |  |  |  | 21350
80 | 63 | 2043 | 132800 |  |  |  |  | 132800
80 | 63 | 2043 | 194000 |  |  |  |  | 194000
80 | 63 | 2043 | 36600 |  |  |  |  | 36600
80 | 63 | 2043 | 46665 |  |  |  |  | 46665
80 | 63 | 2043 | 48800 |  |  |  |  | 48800
80 | 63 | 2043 | 65880 |  |  |  |  | 65880
80 | 63 | 2043 | 48568.2 |  |  |  |  | 48568.2
80 | 63 | 2043 | 39162 |  |  |  |  | 39162
80 | 63 | 2043 | 160000 |  |  |  |  | 160000
80 | 63 | 2043 | 160000 |  |  |  |  | 160000
80 | 63 | 2043 | 160000 |  |  |  |  | 160000
80 | 63 | 2043 | 160000 |  |  |  |  | 160000
80 | 63 | 2043 | 160000 |  |  |  |  | 160000
80 | 63 | 2043 | 95200 |  |  |  |  | 95200
80 | 63 | 2043 | 160000 |  |  |  |  | 160000
80 | 63 | 2043 | 196000 |  |  |  |  | 196000
80 | 63 | 2043 | 78000 |  |  |  |  | 78000
80 | 63 | 2043 | 120000 |  |  |  |  | 120000
80 | 63 | 2043 | 60000 |  |  |  |  | 60000
80 | 63 | 2043 | 100000 |  |  |  |  | 100000
80 | 63 | 2043 | 41175 |  |  |  |  | 41175
80 | 63 | 2043 | 39040 |  |  |  |  | 39040
80 | 63 | 2043 | 120000 |  |  |  |  | 120000
80 | 63 | 2043 | 160000 |  |  |  |  | 160000
80 | 63 | 2043 | 160000 |  |  |  |  | 160000
80 | 63 | 2043 | 160000 |  |  |  |  | 160000
80 | 63 | 2043 | 160000 |  |  |  |  | 160000
80 | 63 | 2043 | 177200 |  |  |  |  | 177200
80 | 63 | 2043 | 160800 |  |  |  |  | 160800
80 | 63 | 2043 | 73566 |  |  |  |  | 73566
80 | 63 | 2043 | 8235 |  |  |  |  | 8235
80 | 63 | 2043 | 160400 |  |  |  |  | 160400
80 | 63 | 2043 | 80000 |  |  |  |  | 80000
80 | 63 | 2043 | 108000 |  |  |  |  | 108000
80 | 63 | 2043 | 105200 |  |  |  |  | 105200
80 | 63 | 2043 | 137600 |  |  |  |  | 137600
80 | 63 | 2043 | 140800 |  |  |  |  | 140800
80 | 63 | 2043 | 148000 |  |  |  |  | 148000
80 | 63 | 2043 | 31200 |  |  |  |  | 31200
80 | 63 | 2043 | 146000 |  |  |  |  | 146000
80 | 63 | 2043 | 122000 |  |  |  |  | 122000
80 | 63 | 2043 | 100000 |  |  |  |  | 100000
80 | 63 | 2043 | 43920 |  |  |  |  | 43920
80 | 63 | 2043 | 49410 |  |  |  |  | 49410
80 | 63 | 2043 | 30500 |  |  |  |  | 30500
80 | 63 | 2043 | 29646 |  |  |  |  | 29646
80 | 63 | 2043 | 138000 |  |  |  |  | 138000
80 | 63 | 2043 | 122800 |  |  |  |  | 122800
80 | 63 | 2043 | 136000 |  |  |  |  | 136000
80 | 63 | 2043 | 141200 |  |  |  |  | 141200
80 | 63 | 2043 | 3660 |  |  |  |  | 3660
80 | 63 | 2043 | 28914 |  |  |  |  | 28914
80 | 63 | 2043 | 2074 |  |  |  |  | 2074
80 | 63 | 2043 | 34770 |  |  |  |  | 34770
80 | 63 | 2043 | 14884 |  |  |  |  | 14884
80 | 63 | 2043 | 52000 |  |  |  |  | 52000
80 | 63 | 2043 | 160000 |  |  |  |  | 160000
80 | 63 | 2043 | 154000 |  |  |  |  | 154000
80 | 63 | 2043 | 137200 |  |  |  |  | 137200
80 | 63 | 2043 | 0 |  |  |  |  | 0
80 | 63 | 2043 | 89212.5 |  |  |  |  | 89212.5
80 | 63 | 2043 | 86000 |  |  |  |  | 86000
80 | 63 | 2043 | 51850 |  |  |  |  | 51850
80 | 63 | 2043 | 19642 |  |  |  |  | 19642
80 | 63 | 2043 | 37576 |  |  |  |  | 37576
80 | 63 | 2043 | 18422 |  |  |  |  | 18422
80 | 63 | 2043 | 50264 |  |  |  |  | 50264
80 | 63 | 2043 | 42700 |  |  |  |  | 42700
80 | 63 | 2043 | 16317.5 |  |  |  |  | 16317.5
80 | 63 | 2043 | 72000 |  |  |  |  | 72000
80 | 63 | 2043 | 165600 |  |  |  |  | 165600
80 | 63 | 2043 | 17324 |  |  |  |  | 17324
80 | 63 | 2043 | 28670 |  |  |  |  | 28670
80 | 63 | 2043 | 88000 |  |  |  |  | 88000
80 | 63 | 2043 | 108000 |  |  |  |  | 108000
80 | 63 | 2043 | 16775 |  |  |  |  | 16775
80 | 63 | 2043 | 6466 |  |  |  |  | 6466
80 | 63 | 2043 | 21838 |  |  |  |  | 21838
80 | 63 | 2043 | 40800 |  |  |  |  | 40800
80 | 63 | 2043 | 55449 |  |  |  |  | 55449
80 | 63 | 2043 | 51240 |  |  |  |  | 51240
80 | 63 | 2043 | 78000 |  |  |  |  | 78000
80 | 63 | 2043 | 198000 |  |  |  |  | 198000
80 | 63 | 2043 | 181200 |  |  |  |  | 181200
80 | 63 | 2043 | 150400 |  |  |  |  | 150400
80 | 63 | 2043 | 19200 |  |  |  |  | 19200
80 | 63 | 2043 | 178000 |  |  |  |  | 178000
80 | 63 | 2043 | 178000 |  |  |  |  | 178000
80 | 63 | 2043 | 76800 |  |  |  |  | 76800
80 | 63 | 2043 | 210400 |  |  |  |  | 210400
80 | 63 | 2043 | 60000 |  |  |  |  | 60000
80 | 63 | 2043 | 35685 |  |  |  |  | 35685
80 | 63 | 2043 | 34465 |  |  |  |  | 34465
80 | 63 | 2043 | 40412.5 |  |  |  |  | 40412.5
80 | 63 | 2043 | 80000 |  |  |  |  | 80000
80 | 63 | 2043 | 157200 |  |  |  |  | 157200
80 | 63 | 2043 | 144400 |  |  |  |  | 144400
80 | 63 | 2043 | 148000 |  |  |  |  | 148000
80 | 63 | 2043 | 134000 |  |  |  |  | 134000
80 | 63 | 2043 | 120000 |  |  |  |  | 120000
80 | 63 | 2043 | 80000 |  |  |  |  | 80000
80 | 63 | 2043 | 42700 |  |  |  |  | 42700
80 | 63 | 2043 | 154800 |  |  |  |  | 154800
80 | 63 | 2043 | 118400 |  |  |  |  | 118400
80 | 63 | 2043 | 128800 |  |  |  |  | 128800
80 | 63 | 2043 | 166800 |  |  |  |  | 166800
80 | 63 | 2043 | 64800 |  |  |  |  | 64800
80 | 63 | 2043 | 70400 |  |  |  |  | 70400
80 | 63 | 2043 | 108800 |  |  |  |  | 108800
80 | 63 | 2043 | 84600 |  |  |  |  | 84600
80 | 63 | 2043 | 78000 |  |  |  |  | 78000
80 | 63 | 2043 | 120000 |  |  |  |  | 120000
80 | 63 | 2043 | 50800 |  |  |  |  | 50800
80 | 63 | 2043 | 156000 |  |  |  |  | 156000
80 | 63 | 2043 | 194000 |  |  |  |  | 194000
80 | 63 | 2043 | 88400 |  |  |  |  | 88400
80 | 63 | 2043 | 48000 |  |  |  |  | 48000
80 | 63 | 2043 | 32000 |  |  |  |  | 32000
80 | 63 | 2043 | 12000 |  |  |  |  | 12000
80 | 63 | 2043 | 45750 |  |  |  |  | 45750
80 | 63 | 2043 | 30000 |  |  |  |  | 30000
80 | 63 | 2043 | 33000 |  |  |  |  | 33000
80 | 63 | 2043 | 38600 |  |  |  |  | 38600
80 | 63 | 2043 | 18400 |  |  |  |  | 18400
80 | 63 | 2043 | 15200 |  |  |  |  | 15200
80 | 63 | 2043 | 32000 |  |  |  |  | 32000
80 | 63 | 2043 | 34526 |  |  |  |  | 34526
80 | 63 | 2043 | 3172 |  |  |  |  | 3172
80 | 63 | 2043 | 38400 |  |  |  |  | 38400
80 | 63 | 2043 | 26000 |  |  |  |  | 26000
80 | 63 | 2043 | 34770 |  |  |  |  | 34770
80 | 63 | 2043 | 20008 |  |  |  |  | 20008
80 | 63 | 2043 | 100400 |  |  |  |  | 100400
80 | 63 | 2043 | 13176 |  |  |  |  | 13176
75 | 57 | 2044 | 88114.5 |  |  |  |  | 88114.5
75 | 57 | 2044 | 56272.5 |  |  |  |  | 56272.5
75 | 57 | 2044 | 77409 |  |  |  |  | 77409
75 | 57 | 2044 | 18422 |  |  |  |  | 18422
75 | 57 | 2044 | 2400 |  |  |  |  | 2400
75 | 57 | 2044 | 29200 |  |  |  |  | 29200
75 | 57 | 2044 | 18400 |  |  |  |  | 18400
80 | 62 | 2044 | 24247.5 |  |  |  |  | 24247.5
80 | 62 | 2044 | 42242.5 |  |  |  |  | 42242.5
80 | 62 | 2044 | 33855 |  |  |  |  | 33855
80 | 62 | 2044 | 19764 |  |  |  |  | 19764
80 | 62 | 2044 | 59932.5 |  |  |  |  | 59932.5
80 | 62 | 2044 | 53680 |  |  |  |  | 53680
80 | 62 | 2044 | 45750 |  |  |  |  | 45750
80 | 62 | 2044 | 38887.5 |  |  |  |  | 38887.5
80 | 62 | 2044 | 45750 |  |  |  |  | 45750
80 | 62 | 2044 | 47275 |  |  |  |  | 47275
80 | 62 | 2044 | 49410 |  |  |  |  | 49410
80 | 62 | 2044 | 62220 |  |  |  |  | 62220
80 | 62 | 2044 | 54442.5 |  |  |  |  | 54442.5
80 | 62 | 2044 | 36752.5 |  |  |  |  | 36752.5
80 | 62 | 2044 | 61000 |  |  |  |  | 61000
80 | 62 | 2044 | 38125 |  |  |  |  | 38125
80 | 62 | 2044 | 38125 |  |  |  |  | 38125
80 | 62 | 2044 | 7930 |  |  |  |  | 7930
80 | 62 | 2044 | 5337.5 |  |  |  |  | 5337.5
80 | 62 | 2044 | 17537.5 |  |  |  |  | 17537.5
80 | 62 | 2044 | 20587.5 |  |  |  |  | 20587.5
80 | 62 | 2044 | 28593.75 |  |  |  |  | 28593.75
80 | 62 | 2044 | 128466 |  |  |  |  | 128466
80 | 62 | 2044 | 113917.5 |  |  |  |  | 113917.5
80 | 62 | 2044 | 122610 |  |  |  |  | 122610
80 | 62 | 2044 | 146400 |  |  |  |  | 146400
80 | 62 | 2044 | 113826 |  |  |  |  | 113826
80 | 62 | 2044 | 140910 |  |  |  |  | 140910
80 | 62 | 2044 | 128100 |  |  |  |  | 128100
80 | 62 | 2044 | 140910 |  |  |  |  | 140910
80 | 62 | 2044 | 146400 |  |  |  |  | 146400
80 | 62 | 2044 | 154818 |  |  |  |  | 154818
80 | 62 | 2044 | 121512 |  |  |  |  | 121512
80 | 62 | 2044 | 148596 |  |  |  |  | 148596
80 | 62 | 2044 | 161040 |  |  |  |  | 161040
80 | 62 | 2044 | 185928 |  |  |  |  | 185928
80 | 62 | 2044 | 43188 |  |  |  |  | 43188
80 | 62 | 2044 | 120048 |  |  |  |  | 120048
80 | 62 | 2044 | 127734 |  |  |  |  | 127734
80 | 62 | 2044 | 146400 |  |  |  |  | 146400
80 | 62 | 2044 | 128420.25 |  |  |  |  | 128420.25
80 | 62 | 2044 | 126498.75 |  |  |  |  | 126498.75
80 | 62 | 2044 | 65010.75 |  |  |  |  | 65010.75
80 | 62 | 2044 | 125858.25 |  |  |  |  | 125858.25
80 | 62 | 2044 | 123936.75 |  |  |  |  | 123936.75
80 | 62 | 2044 | 129381 |  |  |  |  | 129381
80 | 62 | 2044 | 88709.25 |  |  |  |  | 88709.25
80 | 62 | 2044 | 12489.75 |  |  |  |  | 12489.75
80 | 62 | 2044 | 160125 |  |  |  |  | 160125
80 | 62 | 2044 | 11529 |  |  |  |  | 11529
80 | 62 | 2044 | 136106.25 |  |  |  |  | 136106.25
80 | 62 | 2044 | 25620 |  |  |  |  | 25620
80 | 62 | 2044 | 134505 |  |  |  |  | 134505
80 | 62 | 2044 | 93330 |  |  |  |  | 93330
80 | 62 | 2044 | 92028.4125 |  |  |  |  | 92028.4125
80 | 62 | 2044 | 89722.6125 |  |  |  |  | 89722.6125
80 | 62 | 2044 | 60362.55 |  |  |  |  | 60362.55
80 | 62 | 2044 | 29952.525 |  |  |  |  | 29952.525
80 | 62 | 2044 | 68169.7875 |  |  |  |  | 68169.7875
80 | 62 | 2044 | 9836.25 |  |  |  |  | 9836.25
80 | 62 | 2044 | 94494.3375 |  |  |  |  | 94494.3375
80 | 62 | 2044 | 88695.525 |  |  |  |  | 88695.525
80 | 62 | 2044 | 14000 |  |  |  |  | 14000
80 | 62 | 2044 | 101847.125 |  |  |  |  | 101847.125
80 | 62 | 2044 | 60000 |  |  |  |  | 60000
80 | 62 | 2044 | 24000 |  |  |  |  | 24000
80 | 61 | 2045 | 30744 |  |  |  |  | 30744
80 | 61 | 2045 | 30500 |  |  |  |  | 30500
80 | 61 | 2045 | 29036 |  |  |  |  | 29036
80 | 61 | 2045 | 42090 |  |  |  |  | 42090
80 | 61 | 2045 | 23103.75 |  |  |  |  | 23103.75
80 | 61 | 2045 | 85095 |  |  |  |  | 85095
80 | 61 | 2045 | 44835 |  |  |  |  | 44835
80 | 61 | 2045 | 45521.25 |  |  |  |  | 45521.25
80 | 61 | 2045 | 78461.25 |  |  |  |  | 78461.25
80 | 61 | 2045 | 71141.25 |  |  |  |  | 71141.25
80 | 61 | 2045 | 66108.75 |  |  |  |  | 66108.75
80 | 61 | 2045 | 51468.75 |  |  |  |  | 51468.75
80 | 61 | 2045 | 109800 |  |  |  |  | 109800
80 | 61 | 2045 | 89761.5 |  |  |  |  | 89761.5
80 | 61 | 2045 | 35685 |  |  |  |  | 35685
80 | 61 | 2045 | 78461.25 |  |  |  |  | 78461.25
80 | 61 | 2045 | 25848.75 |  |  |  |  | 25848.75
80 | 61 | 2045 | 68625 |  |  |  |  | 68625
80 | 61 | 2045 | 33306 |  |  |  |  | 33306
80 | 61 | 2045 | 132400 |  |  |  |  | 132400
80 | 61 | 2045 | 28400 |  |  |  |  | 28400
80 | 61 | 2045 | 127600 |  |  |  |  | 127600
80 | 61 | 2045 | 157600 |  |  |  |  | 157600
80 | 61 | 2045 | 144800 |  |  |  |  | 144800
80 | 61 | 2045 | 142400 |  |  |  |  | 142400
80 | 61 | 2045 | 22400 |  |  |  |  | 22400
80 | 61 | 2045 | 74400 |  |  |  |  | 74400
80 | 61 | 2045 | 166000 |  |  |  |  | 166000
80 | 61 | 2045 | 24400 |  |  |  |  | 24400
80 | 61 | 2045 | 38308 |  |  |  |  | 38308
80 | 61 | 2045 | 38674 |  |  |  |  | 38674
80 | 61 | 2045 | 36600 |  |  |  |  | 36600
80 | 61 | 2045 | 48190 |  |  |  |  | 48190
80 | 61 | 2045 | 30988 |  |  |  |  | 30988
80 | 61 | 2045 | 25498 |  |  |  |  | 25498
80 | 61 | 2045 | 18666 |  |  |  |  | 18666
80 | 61 | 2045 | 27694 |  |  |  |  | 27694
80 | 61 | 2045 | 19764 |  |  |  |  | 19764
80 | 61 | 2045 | 17324 |  |  |  |  | 17324
80 | 61 | 2045 | 36600 |  |  |  |  | 36600
80 | 61 | 2045 | 5246 |  |  |  |  | 5246
80 | 61 | 2045 | 39162 |  |  |  |  | 39162
80 | 61 | 2045 | 39528 |  |  |  |  | 39528
80 | 61 | 2045 | 38800 |  |  |  |  | 38800
80 | 61 | 2045 | 160000 |  |  |  |  | 160000
80 | 61 | 2045 | 26809.5 |  |  |  |  | 26809.5
80 | 61 | 2045 | 39711 |  |  |  |  | 39711
80 | 61 | 2045 | 59658 |  |  |  |  | 59658
80 | 61 | 2045 | 112800 |  |  |  |  | 112800
80 | 61 | 2045 | 51240 |  |  |  |  | 51240
80 | 61 | 2045 | 9272 |  |  |  |  | 9272
80 | 61 | 2045 | 73749 |  |  |  |  | 73749
80 | 61 | 2045 | 108800 |  |  |  |  | 108800
80 | 61 | 2045 | 141600 |  |  |  |  | 141600
80 | 61 | 2045 | 34648 |  |  |  |  | 34648
80 | 61 | 2045 | 56800 |  |  |  |  | 56800
80 | 61 | 2045 | 54800 |  |  |  |  | 54800
80 | 61 | 2045 | 152000 |  |  |  |  | 152000
80 | 61 | 2045 | 136800 |  |  |  |  | 136800
80 | 61 | 2045 | 165200 |  |  |  |  | 165200
80 | 61 | 2045 | 161200 |  |  |  |  | 161200
80 | 61 | 2045 | 156000 |  |  |  |  | 156000
80 | 61 | 2045 | 133600 |  |  |  |  | 133600
80 | 61 | 2045 | 114400 |  |  |  |  | 114400
80 | 61 | 2045 | 63135 |  |  |  |  | 63135
80 | 61 | 2045 | 60085 |  |  |  |  | 60085
80 | 61 | 2045 | 160000 |  |  |  |  | 160000
80 | 61 | 2045 | 34007.5 |  |  |  |  | 34007.5
80 | 61 | 2045 | 59475 |  |  |  |  | 59475
80 | 61 | 2045 | 54717 |  |  |  |  | 54717
80 | 61 | 2045 | 121600 |  |  |  |  | 121600
80 | 61 | 2045 | 156400 |  |  |  |  | 156400
80 | 61 | 2045 | 46800 |  |  |  |  | 46800
80 | 61 | 2045 | 30500 |  |  |  |  | 30500
80 | 61 | 2045 | 30500 |  |  |  |  | 30500
80 | 61 | 2045 | 68400 |  |  |  |  | 68400
80 | 61 | 2045 | 68400 |  |  |  |  | 68400
80 | 61 | 2045 | 57200 |  |  |  |  | 57200
80 | 61 | 2045 | 46604 |  |  |  |  | 46604
80 | 61 | 2045 | 36844 |  |  |  |  | 36844
80 | 61 | 2045 | 28060 |  |  |  |  | 28060
80 | 61 | 2045 | 36478 |  |  |  |  | 36478
80 | 61 | 2045 | 35502 |  |  |  |  | 35502
80 | 61 | 2045 | 134800 |  |  |  |  | 134800
80 | 61 | 2045 | 129200 |  |  |  |  | 129200
80 | 61 | 2045 | 47200 |  |  |  |  | 47200
80 | 61 | 2045 | 110800 |  |  |  |  | 110800
80 | 61 | 2045 | 108000 |  |  |  |  | 108000
80 | 61 | 2045 | 109200 |  |  |  |  | 109200
80 | 61 | 2045 | 34160 |  |  |  |  | 34160
80 | 61 | 2045 | 157600 |  |  |  |  | 157600
80 | 61 | 2045 | 48400 |  |  |  |  | 48400
80 | 61 | 2045 | 48800 |  |  |  |  | 48800
80 | 61 | 2045 | 157200 |  |  |  |  | 157200
80 | 61 | 2045 | 94800 |  |  |  |  | 94800
80 | 61 | 2045 | 150400 |  |  |  |  | 150400
80 | 61 | 2045 | 132400 |  |  |  |  | 132400
80 | 61 | 2045 | 69200 |  |  |  |  | 69200
80 | 61 | 2045 | 157200 |  |  |  |  | 157200
80 | 61 | 2045 | 87200 |  |  |  |  | 87200
80 | 61 | 2045 | 122000 |  |  |  |  | 122000
80 | 61 | 2045 | 124800 |  |  |  |  | 124800
80 | 61 | 2045 | 44800 |  |  |  |  | 44800
80 | 61 | 2045 | 142400 |  |  |  |  | 142400
80 | 61 | 2045 | 156400 |  |  |  |  | 156400
80 | 61 | 2045 | 122800 |  |  |  |  | 122800
80 | 61 | 2045 | 140000 |  |  |  |  | 140000
80 | 61 | 2045 | 170400 |  |  |  |  | 170400
80 | 61 | 2045 | 108800 |  |  |  |  | 108800
80 | 61 | 2045 | 116000 |  |  |  |  | 116000
80 | 61 | 2045 | 61600 |  |  |  |  | 61600
80 | 61 | 2045 | 136000 |  |  |  |  | 136000
80 | 61 | 2045 | 80000 |  |  |  |  | 80000
80 | 61 | 2045 | 36800 |  |  |  |  | 36800
80 | 61 | 2045 | 136000 |  |  |  |  | 136000
80 | 61 | 2045 | 156000 |  |  |  |  | 156000
80 | 61 | 2045 | 121600 |  |  |  |  | 121600
80 | 61 | 2045 | 155200 |  |  |  |  | 155200
80 | 61 | 2045 | 49200 |  |  |  |  | 49200
80 | 61 | 2045 | 161200 |  |  |  |  | 161200
80 | 61 | 2045 | 137200 |  |  |  |  | 137200
80 | 61 | 2045 | 155200 |  |  |  |  | 155200
80 | 61 | 2045 | 104000 |  |  |  |  | 104000
80 | 61 | 2045 | 132800 |  |  |  |  | 132800
80 | 61 | 2045 | 117600 |  |  |  |  | 117600
80 | 61 | 2045 | 61600 |  |  |  |  | 61600
80 | 61 | 2045 | 66000 |  |  |  |  | 66000
80 | 61 | 2045 | 122800 |  |  |  |  | 122800
80 | 61 | 2045 | 133600 |  |  |  |  | 133600
80 | 61 | 2045 | 161600 |  |  |  |  | 161600
80 | 61 | 2045 | 158400 |  |  |  |  | 158400
80 | 61 | 2045 | 122800 |  |  |  |  | 122800
80 | 61 | 2045 | 133200 |  |  |  |  | 133200
80 | 61 | 2045 | 125600 |  |  |  |  | 125600
80 | 61 | 2045 | 115200 |  |  |  |  | 115200
80 | 61 | 2045 | 130800 |  |  |  |  | 130800
80 | 61 | 2045 | 160000 |  |  |  |  | 160000
80 | 61 | 2045 | 113200 |  |  |  |  | 113200
80 | 61 | 2045 | 99200 |  |  |  |  | 99200
80 | 61 | 2045 | 164400 |  |  |  |  | 164400
80 | 61 | 2045 | 98400 |  |  |  |  | 98400
80 | 61 | 2045 | 92800 |  |  |  |  | 92800
80 | 61 | 2045 | 45600 |  |  |  |  | 45600
80 | 61 | 2045 | 86000 |  |  |  |  | 86000
80 | 61 | 2045 | 172800 |  |  |  |  | 172800
80 | 61 | 2045 | 120000 |  |  |  |  | 120000
80 | 61 | 2045 | 129600 |  |  |  |  | 129600
80 | 61 | 2045 | 108400 |  |  |  |  | 108400
80 | 61 | 2045 | 39200 |  |  |  |  | 39200
80 | 61 | 2045 | 69600 |  |  |  |  | 69600
80 | 61 | 2045 | 44000 |  |  |  |  | 44000
80 | 61 | 2045 | 46000 |  |  |  |  | 46000
80 | 61 | 2045 | 162000 |  |  |  |  | 162000
80 | 61 | 2045 | 46207.5 |  |  |  |  | 46207.5
80 | 61 | 2045 | 49410 |  |  |  |  | 49410
80 | 61 | 2045 | 59627.5 |  |  |  |  | 59627.5
80 | 61 | 2045 | 127200 |  |  |  |  | 127200
80 | 61 | 2045 | 45750 |  |  |  |  | 45750
80 | 61 | 2045 | 46726 |  |  |  |  | 46726
80 | 61 | 2045 | 32482.5 |  |  |  |  | 32482.5
80 | 61 | 2045 | 58712.5 |  |  |  |  | 58712.5
80 | 61 | 2045 | 53375 |  |  |  |  | 53375
80 | 61 | 2045 | 52155 |  |  |  |  | 52155
80 | 61 | 2045 | 36600 |  |  |  |  | 36600
80 | 61 | 2045 | 33672 |  |  |  |  | 33672
80 | 61 | 2045 | 36800 |  |  |  |  | 36800
80 | 61 | 2045 | 178400 |  |  |  |  | 178400
80 | 61 | 2045 | 33794 |  |  |  |  | 33794
80 | 61 | 2045 | 11834 |  |  |  |  | 11834
80 | 61 | 2045 | 32000 |  |  |  |  | 32000
80 | 61 | 2045 | 98800 |  |  |  |  | 98800
80 | 61 | 2045 | 106000 |  |  |  |  | 106000
80 | 61 | 2045 | 98400 |  |  |  |  | 98400
80 | 61 | 2045 | 126400 |  |  |  |  | 126400
80 | 61 | 2045 | 40748 |  |  |  |  | 40748
80 | 61 | 2045 | 4026 |  |  |  |  | 4026
80 | 61 | 2045 | 51200 |  |  |  |  | 51200
80 | 61 | 2045 | 32452 |  |  |  |  | 32452
80 | 61 | 2045 | 154400 |  |  |  |  | 154400
80 | 61 | 2045 | 48800 |  |  |  |  | 48800
80 | 61 | 2045 | 37600 |  |  |  |  | 37600
80 | 61 | 2045 | 34160 |  |  |  |  | 34160
80 | 61 | 2045 | 36600 |  |  |  |  | 36600
80 | 61 | 2045 | 36112 |  |  |  |  | 36112
80 | 61 | 2045 | 83200 |  |  |  |  | 83200
80 | 61 | 2045 | 157600 |  |  |  |  | 157600
80 | 61 | 2045 | 79200 |  |  |  |  | 79200
80 | 61 | 2045 | 90800 |  |  |  |  | 90800
80 | 61 | 2045 | 115600 |  |  |  |  | 115600
80 | 61 | 2045 | 30000 |  |  |  |  | 30000
80 | 61 | 2045 | 128800 |  |  |  |  | 128800
80 | 61 | 2045 | 153600 |  |  |  |  | 153600
80 | 61 | 2045 | 142000 |  |  |  |  | 142000
80 | 61 | 2045 | 42000 |  |  |  |  | 42000
80 | 61 | 2045 | 132400 |  |  |  |  | 132400
80 | 61 | 2045 | 156000 |  |  |  |  | 156000
80 | 61 | 2045 | 170080 |  |  |  |  | 170080
80 | 61 | 2045 | 67710 |  |  |  |  | 67710
80 | 61 | 2045 | 43005 |  |  |  |  | 43005
80 | 61 | 2045 | 144000 |  |  |  |  | 144000
80 | 61 | 2045 | 104800 |  |  |  |  | 104800
80 | 61 | 2045 | 64800 |  |  |  |  | 64800
80 | 61 | 2045 | 96400 |  |  |  |  | 96400
80 | 61 | 2045 | 100000 |  |  |  |  | 100000
80 | 61 | 2045 | 151600 |  |  |  |  | 151600
80 | 61 | 2045 | 70000 |  |  |  |  | 70000
80 | 61 | 2045 | 40000 |  |  |  |  | 40000
80 | 61 | 2045 | 93000 |  |  |  |  | 93000
80 | 61 | 2045 | 111200 |  |  |  |  | 111200
80 | 61 | 2045 | 31200 |  |  |  |  | 31200
80 | 61 | 2045 | 66400 |  |  |  |  | 66400
80 | 61 | 2045 | 158400 |  |  |  |  | 158400
80 | 61 | 2045 | 114000 |  |  |  |  | 114000
80 | 61 | 2045 | 146000 |  |  |  |  | 146000
80 | 61 | 2045 | 162400 |  |  |  |  | 162400
80 | 61 | 2045 | 101600 |  |  |  |  | 101600
80 | 61 | 2045 | 132800 |  |  |  |  | 132800
80 | 61 | 2045 | 82400 |  |  |  |  | 82400
80 | 61 | 2045 | 111600 |  |  |  |  | 111600
80 | 61 | 2045 | 160400 |  |  |  |  | 160400
80 | 61 | 2045 | 159600 |  |  |  |  | 159600
80 | 61 | 2045 | 148800 |  |  |  |  | 148800
80 | 61 | 2045 | 130000 |  |  |  |  | 130000
80 | 61 | 2045 | 137600 |  |  |  |  | 137600
80 | 61 | 2045 | 68625 |  |  |  |  | 68625
80 | 61 | 2045 | 68396.25 |  |  |  |  | 68396.25
80 | 61 | 2045 | 34312.5 |  |  |  |  | 34312.5
80 | 61 | 2045 | 86467.5 |  |  |  |  | 86467.5
80 | 61 | 2045 | 52000 |  |  |  |  | 52000
80 | 61 | 2045 | 78800 |  |  |  |  | 78800
80 | 61 | 2045 | 87611.25 |  |  |  |  | 87611.25
80 | 61 | 2045 | 64050 |  |  |  |  | 64050
80 | 61 | 2045 | 90585 |  |  |  |  | 90585
80 | 61 | 2045 | 131600 |  |  |  |  | 131600
80 | 61 | 2045 | 57873.75 |  |  |  |  | 57873.75
80 | 61 | 2045 | 56730 |  |  |  |  | 56730
80 | 61 | 2045 | 21228 |  |  |  |  | 21228
80 | 61 | 2045 | 160000 |  |  |  |  | 160000
80 | 61 | 2045 | 86400 |  |  |  |  | 86400
80 | 61 | 2045 | 48266.25 |  |  |  |  | 48266.25
80 | 61 | 2045 | 87611.25 |  |  |  |  | 87611.25
80 | 61 | 2045 | 94702.5 |  |  |  |  | 94702.5
80 | 61 | 2045 | 51697.5 |  |  |  |  | 51697.5
80 | 61 | 2045 | 42776.25 |  |  |  |  | 42776.25
80 | 61 | 2045 | 120400 |  |  |  |  | 120400
80 | 61 | 2045 | 160000 |  |  |  |  | 160000
80 | 61 | 2045 | 100400 |  |  |  |  | 100400
80 | 61 | 2045 | 128800 |  |  |  |  | 128800
80 | 61 | 2045 | 79200 |  |  |  |  | 79200
80 | 61 | 2045 | 94800 |  |  |  |  | 94800
80 | 61 | 2045 | 99200 |  |  |  |  | 99200
80 | 61 | 2045 | 101200 |  |  |  |  | 101200
80 | 61 | 2045 | 130400 |  |  |  |  | 130400
80 | 61 | 2045 | 138400 |  |  |  |  | 138400
80 | 61 | 2045 | 140000 |  |  |  |  | 140000
80 | 61 | 2045 | 76402.5 |  |  |  |  | 76402.5
80 | 61 | 2045 | 162400 |  |  |  |  | 162400
80 | 61 | 2045 | 158000 |  |  |  |  | 158000
80 | 61 | 2045 | 160000 |  |  |  |  | 160000
80 | 61 | 2045 | 160400 |  |  |  |  | 160400
80 | 61 | 2045 | 160000 |  |  |  |  | 160000
80 | 61 | 2045 | 95200 |  |  |  |  | 95200
80 | 61 | 2045 | 29768 |  |  |  |  | 29768
80 | 61 | 2045 | 144000 |  |  |  |  | 144000
80 | 61 | 2045 | 49410 |  |  |  |  | 49410
80 | 61 | 2045 | 39284 |  |  |  |  | 39284
80 | 61 | 2045 | 158800 |  |  |  |  | 158800
80 | 61 | 2045 | 142800 |  |  |  |  | 142800
80 | 61 | 2045 | 158400 |  |  |  |  | 158400
80 | 61 | 2045 | 170800 |  |  |  |  | 170800
80 | 61 | 2045 | 122400 |  |  |  |  | 122400
80 | 61 | 2045 | 39200 |  |  |  |  | 39200
80 | 61 | 2045 | 154000 |  |  |  |  | 154000
80 | 61 | 2045 | 112800 |  |  |  |  | 112800
80 | 61 | 2045 | 150800 |  |  |  |  | 150800
80 | 61 | 2045 | 170400 |  |  |  |  | 170400
80 | 61 | 2045 | 158400 |  |  |  |  | 158400
80 | 61 | 2045 | 157200 |  |  |  |  | 157200
80 | 61 | 2045 | 139200 |  |  |  |  | 139200
80 | 61 | 2045 | 62400 |  |  |  |  | 62400
80 | 61 | 2045 | 36000 |  |  |  |  | 36000
80 | 61 | 2045 | 161600 |  |  |  |  | 161600
80 | 61 | 2045 | 23058 |  |  |  |  | 23058
80 | 61 | 2045 | 33550 |  |  |  |  | 33550
80 | 61 | 2045 | 133200 |  |  |  |  | 133200
80 | 61 | 2045 | 28365 |  |  |  |  | 28365
80 | 61 | 2045 | 37057.5 |  |  |  |  | 37057.5
80 | 61 | 2045 | 149600 |  |  |  |  | 149600
80 | 61 | 2045 | 108400 |  |  |  |  | 108400
80 | 61 | 2045 | 105600 |  |  |  |  | 105600
80 | 61 | 2045 | 46400 |  |  |  |  | 46400
80 | 61 | 2045 | 88000 |  |  |  |  | 88000
80 | 61 | 2045 | 17600 |  |  |  |  | 17600
80 | 61 | 2045 | 142000 |  |  |  |  | 142000
80 | 61 | 2045 | 69600 |  |  |  |  | 69600
80 | 61 | 2045 | 99200 |  |  |  |  | 99200
80 | 61 | 2045 | 160000 |  |  |  |  | 160000
80 | 61 | 2045 | 155200 |  |  |  |  | 155200
80 | 61 | 2045 | 160000 |  |  |  |  | 160000
80 | 61 | 2045 | 101600 |  |  |  |  | 101600
80 | 61 | 2045 | 132400 |  |  |  |  | 132400
80 | 61 | 2045 | 98000 |  |  |  |  | 98000
80 | 61 | 2045 | 80400 |  |  |  |  | 80400
80 | 61 | 2045 | 86000 |  |  |  |  | 86000
80 | 61 | 2045 | 158000 |  |  |  |  | 158000
80 | 61 | 2045 | 160000 |  |  |  |  | 160000
80 | 61 | 2045 | 164800 |  |  |  |  | 164800
80 | 61 | 2045 | 129200 |  |  |  |  | 129200
80 | 61 | 2045 | 80800 |  |  |  |  | 80800
80 | 61 | 2045 | 99200 |  |  |  |  | 99200
80 | 61 | 2045 | 160000 |  |  |  |  | 160000
80 | 61 | 2045 | 114800 |  |  |  |  | 114800
80 | 61 | 2045 | 150000 |  |  |  |  | 150000
80 | 61 | 2045 | 55600 |  |  |  |  | 55600
80 | 61 | 2045 | 95200 |  |  |  |  | 95200
80 | 61 | 2045 | 97600 |  |  |  |  | 97600
80 | 61 | 2045 | 42400 |  |  |  |  | 42400
80 | 61 | 2045 | 57200 |  |  |  |  | 57200
80 | 61 | 2045 | 96400 |  |  |  |  | 96400
80 | 61 | 2045 | 140400 |  |  |  |  | 140400
80 | 61 | 2045 | 72400 |  |  |  |  | 72400
80 | 61 | 2045 | 11132.5 |  |  |  |  | 11132.5
80 | 61 | 2045 | 56000 |  |  |  |  | 56000
80 | 61 | 2045 | 84400 |  |  |  |  | 84400
80 | 61 | 2045 | 89600 |  |  |  |  | 89600
80 | 61 | 2045 | 33550 |  |  |  |  | 33550
80 | 61 | 2045 | 23180 |  |  |  |  | 23180
80 | 61 | 2045 | 48800 |  |  |  |  | 48800
80 | 61 | 2045 | 148400 |  |  |  |  | 148400
80 | 61 | 2045 | 110000 |  |  |  |  | 110000
80 | 61 | 2045 | 23790 |  |  |  |  | 23790
80 | 61 | 2045 | 39040 |  |  |  |  | 39040
80 | 61 | 2045 | 15982 |  |  |  |  | 15982
80 | 61 | 2045 | 36600 |  |  |  |  | 36600
80 | 61 | 2045 | 75600 |  |  |  |  | 75600
80 | 61 | 2045 | 104000 |  |  |  |  | 104000
80 | 61 | 2045 | 83600 |  |  |  |  | 83600
80 | 61 | 2045 | 103600 |  |  |  |  | 103600
80 | 61 | 2045 | 85600 |  |  |  |  | 85600
80 | 61 | 2045 | 104000 |  |  |  |  | 104000
80 | 61 | 2045 | 80000 |  |  |  |  | 80000
80 | 61 | 2045 | 37576 |  |  |  |  | 37576
80 | 61 | 2045 | 35258 |  |  |  |  | 35258
80 | 61 | 2045 | 142000 |  |  |  |  | 142000
80 | 61 | 2045 | 50020 |  |  |  |  | 50020
80 | 61 | 2045 | 147600 |  |  |  |  | 147600
80 | 61 | 2045 | 30500 |  |  |  |  | 30500
80 | 61 | 2045 | 43066 |  |  |  |  | 43066
80 | 61 | 2045 | 36722 |  |  |  |  | 36722
80 | 61 | 2045 | 36356 |  |  |  |  | 36356
80 | 61 | 2045 | 105200 |  |  |  |  | 105200
80 | 61 | 2045 | 101600 |  |  |  |  | 101600
80 | 61 | 2045 | 117600 |  |  |  |  | 117600
80 | 61 | 2045 | 45200 |  |  |  |  | 45200
80 | 61 | 2045 | 173600 |  |  |  |  | 173600
80 | 61 | 2045 | 23200 |  |  |  |  | 23200
80 | 61 | 2045 | 74000 |  |  |  |  | 74000
80 | 61 | 2045 | 141200 |  |  |  |  | 141200
80 | 61 | 2045 | 113200 |  |  |  |  | 113200
80 | 61 | 2045 | 10000 |  |  |  |  | 10000
80 | 61 | 2045 | 46800 |  |  |  |  | 46800
80 | 61 | 2045 | 146000 |  |  |  |  | 146000
80 | 61 | 2045 | 160800 |  |  |  |  | 160800
80 | 61 | 2045 | 149200 |  |  |  |  | 149200
80 | 61 | 2045 | 160400 |  |  |  |  | 160400
80 | 61 | 2045 | 160000 |  |  |  |  | 160000
80 | 61 | 2045 | 150000 |  |  |  |  | 150000
80 | 61 | 2045 | 157600 |  |  |  |  | 157600
80 | 61 | 2045 | 84800 |  |  |  |  | 84800
80 | 61 | 2045 | 37942 |  |  |  |  | 37942
80 | 61 | 2045 | 81200 |  |  |  |  | 81200
80 | 61 | 2045 | 91200 |  |  |  |  | 91200
80 | 61 | 2045 | 94400 |  |  |  |  | 94400
80 | 61 | 2045 | 38800 |  |  |  |  | 38800
80 | 61 | 2045 | 84000 |  |  |  |  | 84000
80 | 61 | 2045 | 27938 |  |  |  |  | 27938
80 | 61 | 2045 | 140000 |  |  |  |  | 140000
80 | 61 | 2045 | 114400 |  |  |  |  | 114400
80 | 61 | 2045 | 35502 |  |  |  |  | 35502
80 | 61 | 2045 | 35014 |  |  |  |  | 35014
80 | 61 | 2045 | 42334 |  |  |  |  | 42334
80 | 61 | 2045 | 16348 |  |  |  |  | 16348
80 | 61 | 2045 | 42700 |  |  |  |  | 42700
80 | 61 | 2045 | 41480 |  |  |  |  | 41480
80 | 61 | 2045 | 20618 |  |  |  |  | 20618
80 | 61 | 2045 | 42700 |  |  |  |  | 42700
80 | 61 | 2045 | 32940 |  |  |  |  | 32940
80 | 61 | 2045 | 31842 |  |  |  |  | 31842
80 | 61 | 2045 | 72400 |  |  |  |  | 72400
80 | 61 | 2045 | 36600 |  |  |  |  | 36600
80 | 61 | 2045 | 34404 |  |  |  |  | 34404
80 | 61 | 2045 | 48800 |  |  |  |  | 48800
80 | 61 | 2045 | 26840 |  |  |  |  | 26840
80 | 61 | 2045 | 36600 |  |  |  |  | 36600
80 | 61 | 2045 | 28548 |  |  |  |  | 28548
80 | 61 | 2045 | 37942 |  |  |  |  | 37942
80 | 61 | 2045 | 47336 |  |  |  |  | 47336
80 | 61 | 2045 | 17446 |  |  |  |  | 17446
80 | 61 | 2045 | 39284 |  |  |  |  | 39284
80 | 61 | 2045 | 45018 |  |  |  |  | 45018
80 | 61 | 2045 | 17690 |  |  |  |  | 17690
80 | 61 | 2045 | 48312 |  |  |  |  | 48312
80 | 61 | 2045 | 10248 |  |  |  |  | 10248
80 | 61 | 2045 | 42700 |  |  |  |  | 42700
80 | 61 | 2045 | 36478 |  |  |  |  | 36478
80 | 61 | 2045 | 10370 |  |  |  |  | 10370
80 | 61 | 2045 | 104000 |  |  |  |  | 104000
80 | 61 | 2045 | 36722 |  |  |  |  | 36722
80 | 61 | 2045 | 32574 |  |  |  |  | 32574
80 | 61 | 2045 | 42944 |  |  |  |  | 42944
80 | 61 | 2045 | 31598 |  |  |  |  | 31598
80 | 61 | 2045 | 39040 |  |  |  |  | 39040
80 | 61 | 2045 | 117600 |  |  |  |  | 117600
80 | 61 | 2045 | 24400 |  |  |  |  | 24400
80 | 61 | 2045 | 38430 |  |  |  |  | 38430
80 | 61 | 2045 | 1982.5 |  |  |  |  | 1982.5
80 | 61 | 2045 | 30256 |  |  |  |  | 30256
80 | 61 | 2045 | 32940 |  |  |  |  | 32940
80 | 61 | 2045 | 100000 |  |  |  |  | 100000
80 | 61 | 2045 | 32818 |  |  |  |  | 32818
80 | 61 | 2045 | 34038 |  |  |  |  | 34038
80 | 61 | 2045 | 31598 |  |  |  |  | 31598
80 | 61 | 2045 | 34526 |  |  |  |  | 34526
80 | 61 | 2045 | 21350 |  |  |  |  | 21350
80 | 61 | 2045 | 63200 |  |  |  |  | 63200
80 | 61 | 2045 | 61200 |  |  |  |  | 61200
80 | 61 | 2045 | 175600 |  |  |  |  | 175600
80 | 61 | 2045 | 48800 |  |  |  |  | 48800
80 | 61 | 2045 | 49776 |  |  |  |  | 49776
80 | 61 | 2045 | 34892 |  |  |  |  | 34892
80 | 61 | 2045 | 33672 |  |  |  |  | 33672
80 | 61 | 2045 | 24278 |  |  |  |  | 24278
80 | 61 | 2045 | 52800 |  |  |  |  | 52800
80 | 60 | 2046 | 160400 |  |  |  |  | 160400
80 | 60 | 2046 | 28060 |  |  |  |  | 28060
80 | 60 | 2046 | 25742 |  |  |  |  | 25742
80 | 60 | 2046 | 25864 |  |  |  |  | 25864
80 | 60 | 2046 | 130000 |  |  |  |  | 130000
80 | 60 | 2046 | 34000 |  |  |  |  | 34000
80 | 60 | 2046 | 49562.5 |  |  |  |  | 49562.5
80 | 60 | 2046 | 28975 |  |  |  |  | 28975
80 | 60 | 2046 | 12505 |  |  |  |  | 12505
80 | 60 | 2046 | 9912.5 |  |  |  |  | 9912.5
80 | 60 | 2046 | 22570 |  |  |  |  | 22570
80 | 60 | 2046 | 27450 |  |  |  |  | 27450
80 | 60 | 2046 | 26108 |  |  |  |  | 26108
80 | 60 | 2046 | 7564 |  |  |  |  | 7564
80 | 60 | 2046 | 56272.5 |  |  |  |  | 56272.5
80 | 60 | 2046 | 48000 |  |  |  |  | 48000
80 | 60 | 2046 | 38308 |  |  |  |  | 38308
80 | 60 | 2046 | 19398 |  |  |  |  | 19398
80 | 60 | 2046 | 32818 |  |  |  |  | 32818
80 | 60 | 2046 | 38186 |  |  |  |  | 38186
80 | 60 | 2046 | 19520 |  |  |  |  | 19520
80 | 60 | 2046 | 28182 |  |  |  |  | 28182
80 | 60 | 2046 | 78000 |  |  |  |  | 78000
80 | 60 | 2046 | 62400 |  |  |  |  | 62400
80 | 60 | 2046 | 61000 |  |  |  |  | 61000
80 | 60 | 2046 | 16348 |  |  |  |  | 16348
80 | 60 | 2046 | 20130 |  |  |  |  | 20130
80 | 60 | 2046 | 12444 |  |  |  |  | 12444
80 | 60 | 2046 | 15494 |  |  |  |  | 15494
80 | 60 | 2046 | 35868 |  |  |  |  | 35868
80 | 60 | 2046 | 24400 |  |  |  |  | 24400
80 | 60 | 2046 | 31110 |  |  |  |  | 31110
80 | 60 | 2046 | 19886 |  |  |  |  | 19886
80 | 60 | 2046 | 31720 |  |  |  |  | 31720
80 | 60 | 2046 | 75600 |  |  |  |  | 75600
80 | 60 | 2046 | 23200 |  |  |  |  | 23200
80 | 60 | 2046 | 72400 |  |  |  |  | 72400
80 | 60 | 2046 | 33550 |  |  |  |  | 33550
80 | 60 | 2046 | 108800 |  |  |  |  | 108800
80 | 60 | 2046 | 134400 |  |  |  |  | 134400
80 | 60 | 2046 | 45872 |  |  |  |  | 45872
80 | 60 | 2046 | 38064 |  |  |  |  | 38064
80 | 60 | 2046 | 80000 |  |  |  |  | 80000
80 | 60 | 2046 | 38430 |  |  |  |  | 38430
80 | 60 | 2046 | 49044 |  |  |  |  | 49044
80 | 60 | 2046 | 141600 |  |  |  |  | 141600
80 | 60 | 2046 | 58560 |  |  |  |  | 58560
80 | 60 | 2046 | 34770 |  |  |  |  | 34770
80 | 60 | 2046 | 79147.5 |  |  |  |  | 79147.5
80 | 60 | 2046 | 40992 |  |  |  |  | 40992
80 | 60 | 2046 | 50630 |  |  |  |  | 50630
80 | 60 | 2046 | 26230 |  |  |  |  | 26230
80 | 60 | 2046 | 46848 |  |  |  |  | 46848
80 | 60 | 2046 | 31720 |  |  |  |  | 31720
80 | 60 | 2046 | 32086 |  |  |  |  | 32086
80 | 60 | 2046 | 30622 |  |  |  |  | 30622
80 | 60 | 2046 | 30500 |  |  |  |  | 30500
80 | 60 | 2046 | 12200 |  |  |  |  | 12200
80 | 60 | 2046 | 45750 |  |  |  |  | 45750
80 | 60 | 2046 | 45872 |  |  |  |  | 45872
80 | 60 | 2046 | 50264 |  |  |  |  | 50264
80 | 60 | 2046 | 42456 |  |  |  |  | 42456
80 | 60 | 2046 | 42700 |  |  |  |  | 42700
80 | 60 | 2046 | 8540 |  |  |  |  | 8540
80 | 60 | 2046 | 32696 |  |  |  |  | 32696
80 | 60 | 2046 | 21716 |  |  |  |  | 21716
80 | 60 | 2046 | 46970 |  |  |  |  | 46970
80 | 60 | 2046 | 48800 |  |  |  |  | 48800
80 | 60 | 2046 | 66000 |  |  |  |  | 66000
80 | 60 | 2046 | 38796 |  |  |  |  | 38796
80 | 60 | 2046 | 34038 |  |  |  |  | 34038
80 | 60 | 2046 | 42700 |  |  |  |  | 42700
80 | 60 | 2046 | 27450 |  |  |  |  | 27450
80 | 60 | 2046 | 49288 |  |  |  |  | 49288
80 | 60 | 2046 | 40260 |  |  |  |  | 40260
80 | 60 | 2046 | 49410 |  |  |  |  | 49410
80 | 60 | 2046 | 36600 |  |  |  |  | 36600
80 | 60 | 2046 | 41114 |  |  |  |  | 41114
80 | 60 | 2046 | 31232 |  |  |  |  | 31232
80 | 60 | 2046 | 36722 |  |  |  |  | 36722
80 | 60 | 2046 | 41114 |  |  |  |  | 41114
80 | 60 | 2046 | 34526 |  |  |  |  | 34526
80 | 60 | 2046 | 37088 |  |  |  |  | 37088
80 | 60 | 2046 | 40626 |  |  |  |  | 40626
80 | 60 | 2046 | 48800 |  |  |  |  | 48800
80 | 60 | 2046 | 36112 |  |  |  |  | 36112
80 | 60 | 2046 | 36600 |  |  |  |  | 36600
80 | 60 | 2046 | 49532 |  |  |  |  | 49532
80 | 60 | 2046 | 22112.5 |  |  |  |  | 22112.5
80 | 60 | 2046 | 53680 |  |  |  |  | 53680
80 | 60 | 2046 | 32000 |  |  |  |  | 32000
80 | 60 | 2046 | 13725 |  |  |  |  | 13725
80 | 60 | 2046 | 46512.5 |  |  |  |  | 46512.5
80 | 60 | 2046 | 39650 |  |  |  |  | 39650
80 | 60 | 2046 | 48800 |  |  |  |  | 48800
80 | 60 | 2046 | 25498 |  |  |  |  | 25498
80 | 60 | 2046 | 23180 |  |  |  |  | 23180
80 | 60 | 2046 | 61305 |  |  |  |  | 61305
80 | 60 | 2046 | 65575 |  |  |  |  | 65575
80 | 60 | 2046 | 62372.5 |  |  |  |  | 62372.5
80 | 60 | 2046 | 51606 |  |  |  |  | 51606
80 | 60 | 2046 | 50752 |  |  |  |  | 50752
80 | 60 | 2046 | 24400 |  |  |  |  | 24400
80 | 60 | 2046 | 48800 |  |  |  |  | 48800
80 | 60 | 2046 | 43676 |  |  |  |  | 43676
80 | 60 | 2046 | 20000 |  |  |  |  | 20000
80 | 60 | 2046 | 54000 |  |  |  |  | 54000
80 | 60 | 2046 | 36966 |  |  |  |  | 36966
80 | 60 | 2046 | 37820 |  |  |  |  | 37820
80 | 60 | 2046 | 38430 |  |  |  |  | 38430
80 | 60 | 2046 | 37210 |  |  |  |  | 37210
80 | 60 | 2046 | 30500 |  |  |  |  | 30500
80 | 60 | 2046 | 48800 |  |  |  |  | 48800
80 | 60 | 2046 | 36000 |  |  |  |  | 36000
80 | 60 | 2046 | 43188 |  |  |  |  | 43188
80 | 60 | 2046 | 45140 |  |  |  |  | 45140
80 | 60 | 2046 | 40504 |  |  |  |  | 40504
80 | 60 | 2046 | 45140 |  |  |  |  | 45140
80 | 60 | 2046 | 48800 |  |  |  |  | 48800
80 | 60 | 2046 | 48800 |  |  |  |  | 48800
80 | 60 | 2046 | 48800 |  |  |  |  | 48800
80 | 60 | 2046 | 25620 |  |  |  |  | 25620
80 | 60 | 2046 | 47702 |  |  |  |  | 47702
80 | 60 | 2046 | 47580 |  |  |  |  | 47580
80 | 60 | 2046 | 59048 |  |  |  |  | 59048
80 | 60 | 2046 | 21960 |  |  |  |  | 21960
80 | 60 | 2046 | 3904 |  |  |  |  | 3904
80 | 60 | 2046 | 68000 |  |  |  |  | 68000
80 | 60 | 2046 | 23302 |  |  |  |  | 23302
75 | 54 | 2047 | 42151 | [5 empty] | 42151
80 | 59 | 2047 | 56400 | [5 empty] | 56400
80 | 59 | 2047 | 120000 | [5 empty] | 120000
80 | 59 | 2047 | 22082 | [5 empty] | 22082
80 | 59 | 2047 | 42456 | [5 empty] | 42456
80 | 59 | 2047 | 35380 | [5 empty] | 35380
80 | 59 | 2047 | 23302 | [5 empty] | 23302
80 | 59 | 2047 | 38918 | [5 empty] | 38918
80 | 59 | 2047 | 3416 | [5 empty] | 3416
80 | 59 | 2047 | 46116 | [5 empty] | 46116
75 | 53 | 2048 | 19398 | [5 empty] | 19398
75 | 53 | 2048 | 14640 | [5 empty] | 14640
75 | 53 | 2048 | 32330 | [5 empty] | 32330
75 | 53 | 2048 | 18178 | [5 empty] | 18178
75 | 53 | 2048 | 34862.72 | [5 empty] | 34862.72
75 | 53 | 2048 | 32696 | [5 empty] | 32696
75 | 53 | 2048 | 17324 | [5 empty] | 17324
75 | 53 | 2048 | 33489 | [5 empty] | 33489
75 | 53 | 2048 | 25676.12 | [5 empty] | 25676.12
75 | 53 | 2048 | 39162 | [5 empty] | 39162
75 | 53 | 2048 | 40992 | [5 empty] | 40992
75 | 53 | 2048 | 48800 | [5 empty] | 48800
75 | 53 | 2048 | 20984 | [5 empty] | 20984
75 | 53 | 2048 | 50338.42 | [5 empty] | 50338.42
75 | 53 | 2048 | 51347.36 | [5 empty] | 51347.36
75 | 53 | 2048 | 48800 | [5 empty] | 48800
80 | 58 | 2048 | 140800 | [5 empty] | 140800
80 | 58 | 2048 | 46848 | [5 empty] | 46848
80 | 58 | 2048 | 14030 | [5 empty] | 14030
80 | 58 | 2048 | 27694 | [5 empty] | 27694
80 | 58 | 2048 | 100400 | [5 empty] | 100400
80 | 58 | 2048 | 104400 | [5 empty] | 104400
80 | 58 | 2048 | 48678 | [5 empty] | 48678
80 | 58 | 2048 | 62677.5 | [5 empty] | 62677.5
80 | 58 | 2048 | 69600 | [5 empty] | 69600
80 | 58 | 2048 | 33702.5 | [5 empty] | 33702.5
80 | 58 | 2048 | 37820 | [5 empty] | 37820
80 | 58 | 2048 | 35990 | [5 empty] | 35990
80 | 58 | 2048 | 48190 | [5 empty] | 48190
80 | 58 | 2048 | 33550 | [5 empty] | 33550
80 | 58 | 2048 | 99200 | [5 empty] | 99200
80 | 58 | 2048 | 106800 | [5 empty] | 106800
80 | 58 | 2048 | 47214 | [5 empty] | 47214
80 | 58 | 2048 | 120400 | [5 empty] | 120400
80 | 58 | 2048 | 53600 | [5 empty] | 53600
80 | 58 | 2048 | 104000 | [5 empty] | 104000
80 | 58 | 2048 | 156000 | [5 empty] | 156000
80 | 58 | 2048 | 37210 | [5 empty] | 37210
80 | 58 | 2048 | 40016 | [5 empty] | 40016
80 | 58 | 2048 | 25498 | [5 empty] | 25498
80 | 58 | 2048 | 34160 | [5 empty] | 34160
80 | 58 | 2048 | 24400 | [5 empty] | 24400
80 | 58 | 2048 | 98400 | [5 empty] | 98400
80 | 58 | 2048 | 32330 | [5 empty] | 32330
80 | 58 | 2048 | 27938 | [5 empty] | 27938
80 | 58 | 2048 | 94400 | [5 empty] | 94400
80 | 58 | 2048 | 126400 | [5 empty] | 126400
80 | 58 | 2048 | 58400 | [5 empty] | 58400
80 | 58 | 2048 | 29524 | [5 empty] | 29524
80 | 58 | 2048 | 30500 | [5 empty] | 30500
80 | 58 | 2048 | 64000 | [5 empty] | 64000
80 | 58 | 2048 | 35136 | [5 empty] | 35136
80 | 58 | 2048 | 26718 | [5 empty] | 26718
80 | 58 | 2048 | 39040 | [5 empty] | 39040
80 | 58 | 2048 | 48800 | [5 empty] | 48800
80 | 58 | 2048 | 38430 | [5 empty] | 38430
80 | 58 | 2048 | 46604 | [5 empty] | 46604
80 | 58 | 2048 | 30012 | [5 empty] | 30012
80 | 58 | 2048 | 18910 | [5 empty] | 18910
80 | 58 | 2048 | 113200 | [5 empty] | 113200
80 | 58 | 2048 | 1830 | [5 empty] | 1830
80 | 58 | 2048 | 40992 | [5 empty] | 40992
80 | 58 | 2048 | 6100 | [5 empty] | 6100
80 | 58 | 2048 | 29280 | [5 empty] | 29280
80 | 58 | 2048 | 37820 | [5 empty] | 37820
80 | 58 | 2048 | 37942 | [5 empty] | 37942
80 | 58 | 2048 | 18788 | [5 empty] | 18788
75 | 52 | 2049 | 74400 | [5 empty] | 74400
80 | 57 | 2049 | 25010 | [5 empty] | 25010
80 | 57 | 2049 | 17568 | [5 empty] | 17568
80 | 57 | 2049 | 27328 | [5 empty] | 27328
80 | 57 | 2049 | 15738 | [5 empty] | 15738
80 | 57 | 2049 | 10248 | [5 empty] | 10248
80 | 57 | 2049 | 22936 | [5 empty] | 22936
80 | 57 | 2049 | 4270 | [5 empty] | 4270
80 | 57 | 2049 | 26474 | [5 empty] | 26474
80 | 57 | 2049 | 34038 | [5 empty] | 34038
80 | 57 | 2049 | 25132 | [5 empty] | 25132
80 | 57 | 2049 | 11102 | [5 empty] | 11102
80 | 57 | 2049 | 13420 | [5 empty] | 13420
80 | 57 | 2049 | 11956 | [5 empty] | 11956
80 | 57 | 2049 | 16836 | [5 empty] | 16836
80 | 57 | 2049 | 16470 | [5 empty] | 16470
80 | 57 | 2049 | 38674 | [5 empty] | 38674
80 | 57 | 2049 | 7686 | [5 empty] | 7686
80 | 57 | 2049 | 44896 | [5 empty] | 44896
80 | 57 | 2049 | 14152 | [5 empty] | 14152
80 | 57 | 2049 | 15006 | [5 empty] | 15006
80 | 57 | 2049 | 20892.5 | [5 empty] | 20892.5
80 | 57 | 2049 | 48800 | [5 empty] | 48800
80 | 57 | 2049 | 48800 | [5 empty] | 48800
80 | 57 | 2049 | 48922 | [5 empty] | 48922
80 | 57 | 2049 | 61152.5 | [5 empty] | 61152.5
80 | 57 | 2049 | 48800 | [5 empty] | 48800
80 | 57 | 2049 | 26840 | [5 empty] | 26840
80 | 57 | 2049 | 8784 | [5 empty] | 8784
80 | 57 | 2049 | 21228 | [5 empty] | 21228
80 | 57 | 2049 | 7320 | [5 empty] | 7320
80 | 57 | 2049 | 43920 | [5 empty] | 43920
80 | 57 | 2049 | 55403.25 | [5 empty] | 55403.25
80 | 57 | 2049 | 85506.75 | [5 empty] | 85506.75
80 | 57 | 2049 | 64370.25 | [5 empty] | 64370.25
80 | 57 | 2049 | 88068.75 | [5 empty] | 88068.75
80 | 57 | 2049 | 170373 | [5 empty] | 170373
80 | 57 | 2049 | 151798.5 | [5 empty] | 151798.5
80 | 57 | 2049 | 110486.25 | [5 empty] | 110486.25
80 | 57 | 2049 | 38430 | [5 empty] | 38430
80 | 57 | 2049 | 10888.5 | [5 empty] | 10888.5
80 | 57 | 2049 | 144112.5 | [5 empty] | 144112.5
80 | 57 | 2049 | 58194 | [5 empty] | 58194
80 | 57 | 2049 | 71095.5 | [5 empty] | 71095.5
80 | 57 | 2049 | 76860 | [5 empty] | 76860
80 | 57 | 2049 | 77134.5 | [5 empty] | 77134.5
80 | 57 | 2049 | 81801 | [5 empty] | 81801
80 | 57 | 2049 | 13054 | [5 empty] | 13054
80 | 57 | 2049 | 36600 | [5 empty] | 36600
80 | 57 | 2049 | 12200 | [5 empty] | 12200
80 | 57 | 2049 | 21960 | [5 empty] | 21960
80 | 57 | 2049 | 89761.5 | [5 empty] | 89761.5
80 | 57 | 2049 | 90585 | [5 empty] | 90585
80 | 57 | 2049 | 39802.5 | [5 empty] | 39802.5
80 | 57 | 2049 | 39802.5 | [5 empty] | 39802.5
80 | 57 | 2049 | 104584.5 | [5 empty] | 104584.5
80 | 57 | 2049 | 72468 | [5 empty] | 72468
80 | 57 | 2049 | 93604.5 | [5 empty] | 93604.5
80 | 57 | 2049 | 12352.5 | [5 empty] | 12352.5
80 | 57 | 2049 | 102159.75 | [5 empty] | 102159.75
80 | 57 | 2049 | 112087.5 | [5 empty] | 112087.5
80 | 57 | 2049 | 164700 | [5 empty] | 164700
80 | 57 | 2049 | 123708 | [5 empty] | 123708
80 | 57 | 2049 | 15692.25 | [5 empty] | 15692.25
80 | 57 | 2049 | 68853.75 | [5 empty] | 68853.75
80 | 57 | 2049 | 60207 | [5 empty] | 60207
80 | 57 | 2049 | 94473.75 | [5 empty] | 94473.75
80 | 57 | 2049 | 155961.75 | [5 empty] | 155961.75
80 | 57 | 2049 | 112728 | [5 empty] | 112728
80 | 57 | 2049 | 81343.5 | [5 empty] | 81343.5
80 | 57 | 2049 | 120093.75 | [5 empty] | 120093.75
80 | 57 | 2049 | 107604 | [5 empty] | 107604
80 | 57 | 2049 | 44514.75 | [5 empty] | 44514.75
80 | 57 | 2049 | 32665.5 | [5 empty] | 32665.5
80 | 57 | 2049 | 10248 | [5 empty] | 10248
80 | 57 | 2049 | 96075 | [5 empty] | 96075
80 | 57 | 2049 | 82304.25 | [5 empty] | 82304.25
80 | 57 | 2049 | 17202 | [5 empty] | 17202
80 | 57 | 2049 | 59566.5 | [5 empty] | 59566.5
80 | 57 | 2049 | 69832.8 | [5 empty] | 69832.8
80 | 57 | 2049 | 75495.735 | [5 empty] | 75495.735
80 | 57 | 2049 | 98820 | [5 empty] | 98820
80 | 57 | 2049 | 115564.5 | [5 empty] | 115564.5
80 | 57 | 2049 | 27751.95 | [5 empty] | 27751.95
80 | 57 | 2049 | 47779.47 | [5 empty] | 47779.47
80 | 57 | 2049 | 47367.72 | [5 empty] | 47367.72
80 | 57 | 2049 | 78133.68 | [5 empty] | 78133.68
80 | 57 | 2049 | 106843.635 | [5 empty] | 106843.635
80 | 57 | 2049 | 58799.73 | [5 empty] | 58799.73
75 | 51 | 2050 | 42850.06 | [5 empty] | 42850.06
75 | 51 | 2050 | 20443.54 | [5 empty] | 20443.54
75 | 51 | 2050 | 34355.2 | [5 empty] | 34355.2
75 | 51 | 2050 | 22566.34 | [5 empty] | 22566.34
75 | 51 | 2050 | 35664.26 | [5 empty] | 35664.26
75 | 51 | 2050 | 24400 | [5 empty] | 24400
75 | 51 | 2050 | 21716 | [5 empty] | 21716
75 | 51 | 2050 | 20740 | [5 empty] | 20740
75 | 51 | 2050 | 18422 | [5 empty] | 18422
75 | 51 | 2050 | 22692 | [5 empty] | 22692
75 | 51 | 2050 | 25986 | [5 empty] | 25986
75 | 51 | 2050 | 31110 | [5 empty] | 31110
75 | 51 | 2050 | 46683.3 | [5 empty] | 46683.3
75 | 51 | 2050 | 40626 | [5 empty] | 40626
75 | 51 | 2050 | 43676 | [5 empty] | 43676
75 | 51 | 2050 | 44042 | [5 empty] | 44042
75 | 51 | 2050 | 26962 | [5 empty] | 26962
75 | 51 | 2050 | 45262 | [5 empty] | 45262
75 | 51 | 2050 | 43432 | [5 empty] | 43432
75 | 51 | 2050 | 44408 | [5 empty] | 44408
75 | 51 | 2050 | 60024 | [5 empty] | 60024
80 | 56 | 2050 | 38674 | [5 empty] | 38674
80 | 56 | 2050 | 23302 | [5 empty] | 23302
80 | 56 | 2050 | 13420 | [5 empty] | 13420
80 | 56 | 2050 | 11834 | [5 empty] | 11834
75 | 50 | 2051 | 17441.12 | [5 empty] | 17441.12
75 | 50 | 2051 | 22692 | [5 empty] | 22692
75 | 50 | 2051 | 39406 | [5 empty] | 39406
75 | 49 | 2052 | 20008 | [6 empty] | 20008
75 | 49 | 2052 | 14274 | [6 empty] | 14274
75 | 49 | 2052 | 29768 | [6 empty] | 29768
75 | 49 | 2052 | 20984 | [6 empty] | 20984
80 | 54 | 2052 | 43676 | [6 empty] | 43676
80 | 54 | 2052 | 25240 | [6 empty] | 25240
80 | 54 | 2052 | 51200 | [6 empty] | 51200
80 | 54 | 2052 | 18056 | [6 empty] | 18056
80 | 54 | 2052 | 47336 | [6 empty] | 47336
80 | 54 | 2052 | 37210 | [6 empty] | 37210
80 | 54 | 2052 | 41236 | [6 empty] | 41236
75 | 48 | 2053 | 50716.62 | [6 empty] | 50716.62
75 | 48 | 2053 | 7320 | [6 empty] | 7320
75 | 48 | 2053 | 30500 | [6 empty] | 30500
75 | 48 | 2053 | 50645.86 | [6 empty] | 50645.86
75 | 48 | 2053 | 30247.46 | [6 empty] | 30247.46
75 | 48 | 2053 | 22235.72 | [6 empty] | 22235.72
75 | 48 | 2053 | 27450 | [6 empty] | 27450
75 | 48 | 2053 | 39735.4 | [6 empty] | 39735.4
75 | 48 | 2053 | 46508.84 | [6 empty] | 46508.84
75 | 48 | 2053 | 35136 | [6 empty] | 35136
75 | 48 | 2053 | 49166 | [6 empty] | 49166
75 | 48 | 2053 | 50264 | [6 empty] | 50264
75 | 48 | 2053 | 91600 | [6 empty] | 91600
75 | 48 | 2053 | 32086 | [6 empty] | 32086
75 | 48 | 2053 | 32086 | [6 empty] | 32086
75 | 48 | 2053 | 128000 | [6 empty] | 128000
80 | 53 | 2053 | 29402 | [6 empty] | 29402
80 | 53 | 2053 | 6466 | [6 empty] | 6466
80 | 53 | 2053 | 26840 | [6 empty] | 26840
80 | 53 | 2053 | 33750.08 | [6 empty] | 33750.08
80 | 53 | 2053 | 33794 | [6 empty] | 33794
80 | 53 | 2053 | 37698 | [6 empty] | 37698
80 | 53 | 2053 | 48556 | [6 empty] | 48556
80 | 53 | 2053 | 20740 | [6 empty] | 20740
80 | 53 | 2053 | 36478 | [6 empty] | 36478
75 | 47 | 2054 | 43432 | [6 empty] | 43432
75 | 47 | 2054 | 53924 | [6 empty] | 53924
75 | 47 | 2054 | 43432 | [6 empty] | 43432
75 | 47 | 2054 | 36600 | [6 empty] | 36600
75 | 47 | 2054 | 16958 | [6 empty] | 16958
75 | 47 | 2054 | 29646 | [6 empty] | 29646
75 | 47 | 2054 | 22814 | [6 empty] | 22814
75 | 47 | 2054 | 32818 | [6 empty] | 32818
75 | 47 | 2054 | 21716 | [6 empty] | 21716
75 | 47 | 2054 | 70000 | [6 empty] | 70000
75 | 2026 | 2055 | 976 | [6 empty] | 976
75 | 2026 | 2055 | 15979.56 | [6 empty] | 15979.56
75 | 2026 | 2055 | 40626 | [6 empty] | 40626
75 | 2026 | 2055 | 39965.98 | [6 empty] | 39965.98
75 | 2026 | 2055 | 75200 | [6 empty] | 75200
75 | 2026 | 2055 | 18788 | [6 empty] | 18788
75 | 2026 | 2055 | 9760 | [6 empty] | 9760
75 | 2026 | 2055 | 30000 | [6 empty] | 30000
75 | 46 | 2055 | 12200 | [6 empty] | 12200
75 | 46 | 2055 | 47702 | [6 empty] | 47702
75 | 2026 | 2055 | 42090 | [6 empty] | 42090
75 | 2026 | 2055 | 4270 | [6 empty] | 4270
75 | 2026 | 2055 | 6344 | [6 empty] | 6344
75 | 2026 | 2055 | 13710.36 | [6 empty] | 13710.36
75 | 2026 | 2055 | 48190 | [6 empty] | 48190
75 | 2026 | 2055 | 122720 | [6 empty] | 122720
75 | 46 | 2055 | 38796 | [6 empty] | 38796
75 | 46 | 2055 | 49166 | [6 empty] | 49166
75 | 46 | 2055 | 21350 | [6 empty] | 21350
75 | 46 | 2055 | 10000 | [6 empty] | 10000
75 | 46 | 2055 | 31110 | [6 empty] | 31110
75 | 2026 | 2055 | 0 | [6 empty] | 0
75 | 2026 | 2055 | 0 | [6 empty] | 0
75 | 2026 | 2055 | 23790 | [6 empty] | 23790
75 | 2026 | 2055 | 71370 | [6 empty] | 71370
75 | 2026 | 2055 | 66141.69 | [6 empty] | 66141.69
75 | 2026 | 2055 | 65620.14 | [6 empty] | 65620.14
75 | 2026 | 2055 | 69540 | [6 empty] | 69540
75 | 2026 | 2055 | 69540 | [6 empty] | 69540
75 | 2026 | 2055 | 7933.05 | [6 empty] | 7933.05
75 | 2026 | 2055 | 42090 | [6 empty] | 42090
75 | 2026 | 2055 | 42090 | [6 empty] | 42090
75 | 2026 | 2055 | 46688.79 | [6 empty] | 46688.79
75 | 2026 | 2055 | 14284 | [6 empty] | 14284
75 | 2026 | 2055 | 58102.5 | [6 empty] | 58102.5
75 | 2026 | 2055 | 37882.525 | [6 empty] | 37882.525
75 | 2026 | 2055 | 8540 | [6 empty] | 8540
75 | 2026 | 2055 | 65697 | [6 empty] | 65697
75 | 2026 | 2055 | 64761.87 | [6 empty] | 64761.87
75 | 2026 | 2055 | 72826.68 | [6 empty] | 72826.68
75 | 2026 | 2055 | 67559.94 | [6 empty] | 67559.94
75 | 2026 | 2055 | 73401.3 | [6 empty] | 73401.3
75 | 2026 | 2055 | 37926.75 | [6 empty] | 37926.75
75 | 2026 | 2055 | 20740 | [6 empty] | 20740
75 | 2026 | 2055 | 52307.5 | [6 empty] | 52307.5
75 | 2026 | 2055 | 15006 | [6 empty] | 15006
75 | 2026 | 2055 | 610 | [6 empty] | 610
75 | 2026 | 2055 | 4564.02 | [6 empty] | 4564.02
75 | 2026 | 2055 | 104000 | [6 empty] | 104000
75 | 2026 | 2055 | 30988 | [6 empty] | 30988
75 | 2026 | 2055 | 22423.6 | [6 empty] | 22423.6
75 | 2026 | 2055 | 39536.54 | [6 empty] | 39536.54
75 | 2026 | 2055 | 86968 | [6 empty] | 86968
75 | 2026 | 2055 | 9856.38 | [6 empty] | 9856.38
75 | 2026 | 2055 | 39703.68 | [6 empty] | 39703.68
75 | 2026 | 2055 | 19496.82 | [6 empty] | 19496.82
75 | 2026 | 2055 | 7686 | [6 empty] | 7686
75 | 2026 | 2055 | 50135.9 | [6 empty] | 50135.9
75 | 2026 | 2055 | 32488.6 | [6 empty] | 32488.6
75 | 2026 | 2055 | 28060 | [6 empty] | 28060
75 | 2026 | 2055 | 6053.64 | [6 empty] | 6053.64
75 | 2026 | 2055 | 11034.9 | [6 empty] | 11034.9
75 | 2026 | 2055 | 37230.74 | [6 empty] | 37230.74
75 | 2026 | 2055 | 31876.16 | [6 empty] | 31876.16
75 | 2026 | 2055 | 27115.72 | [6 empty] | 27115.72
75 | 2026 | 2055 | 1342 | [6 empty] | 1342
75 | 2026 | 2055 | 4920.26 | [6 empty] | 4920.26
75 | 2026 | 2055 | 21592 | [6 empty] | 21592
75 | 2026 | 2055 | 12000 | [6 empty] | 12000
75 | 2026 | 2055 | 60304.6 | [6 empty] | 60304.6
75 | 2026 | 2055 | 65440.8 | [6 empty] | 65440.8
75 | 2026 | 2055 | 61329.4 | [6 empty] | 61329.4
75 | 2026 | 2055 | 55266 | [6 empty] | 55266
75 | 2026 | 2055 | 67832 | [6 empty] | 67832
75 | 2026 | 2055 | 59792.2 | [6 empty] | 59792.2
75 | 2026 | 2055 | 17738.8 | [6 empty] | 17738.8
75 | 2026 | 2055 | 42529.2 | [6 empty] | 42529.2
75 | 2026 | 2055 | 5197.2 | [6 empty] | 5197.2
75 | 2026 | 2055 | 91560 | [6 empty] | 91560
75 | 2026 | 2055 | 9760 | [6 empty] | 9760
75 | 2026 | 2055 | 242492 | [6 empty] | 242492
75 | 2026 | 2055 | 28060 | [6 empty] | 28060
75 | 2026 | 2055 | 36966 | [6 empty] | 36966
75 | 2026 | 2055 | 48800 | [6 empty] | 48800
75 | 2026 | 2055 | 14333.78 | [6 empty] | 14333.78
75 | 2026 | 2055 | 27724.5 | [6 empty] | 27724.5
75 | 2026 | 2055 | 2745 | [6 empty] | 2745
80 | 51 | 2055 | 26230 | [6 empty] | 26230
80 | 51 | 2055 | 48434 | [6 empty] | 48434
80 | 51 | 2055 | 32000 | [6 empty] | 32000
80 | 51 | 2055 | 32574 | [6 empty] | 32574
80 | 51 | 2055 | 40382 | [6 empty] | 40382
75 | 45 | 2056 | 51728 | [6 empty] | 51728
75 | 45 | 2056 | 160000 | [6 empty] | 160000
75 | 45 | 2056 | 99200 | [6 empty] | 99200
75 | 45 | 2056 | 64800 | [6 empty] | 64800
75 | 45 | 2056 | 124400 | [6 empty] | 124400
75 | 45 | 2056 | 40000 | [6 empty] | 40000
75 | 45 | 2056 | 160000 | [6 empty] | 160000
75 | 45 | 2056 | 36844 | [6 empty] | 36844
75 | 45 | 2056 | 49898 | [6 empty] | 49898
75 | 45 | 2056 | 65880 | [6 empty] | 65880
75 | 45 | 2056 | 17324 | [6 empty] | 17324
75 | 45 | 2056 | 45597.5 | [6 empty] | 45597.5
75 | 45 | 2056 | 5978 | [6 empty] | 5978
75 | 45 | 2056 | 36142.5 | [6 empty] | 36142.5
75 | 45 | 2056 | 33092.5 | [6 empty] | 33092.5
75 | 45 | 2056 | 53070 | [6 empty] | 53070
75 | 45 | 2056 | 46970 | [6 empty] | 46970
75 | 45 | 2056 | 58072 | [6 empty] | 58072
75 | 45 | 2056 | 44408 | [6 empty] | 44408
75 | 45 | 2056 | 47946 | [6 empty] | 47946
75 | 45 | 2056 | 57706 | [6 empty] | 57706
75 | 45 | 2056 | 18666 | [6 empty] | 18666
75 | 45 | 2056 | 31842 | [6 empty] | 31842
75 | 45 | 2056 | 55388 | [6 empty] | 55388
75 | 45 | 2056 | 19886 | [6 empty] | 19886
75 | 45 | 2056 | 37210 | [6 empty] | 37210
75 | 45 | 2056 | 52948 | [6 empty] | 52948
75 | 45 | 2056 | 34770 | [6 empty] | 34770
75 | 45 | 2056 | 30500 | [6 empty] | 30500
75 | 45 | 2056 | 54290 | [6 empty] | 54290
75 | 45 | 2056 | 61915 | [6 empty] | 61915
75 | 45 | 2056 | 64050 | [6 empty] | 64050
75 | 45 | 2056 | 57645 | [6 empty] | 57645
75 | 45 | 2056 | 12962.5 | [6 empty] | 12962.5
75 | 45 | 2056 | 18544 | [6 empty] | 18544
75 | 45 | 2056 | 25742 | [6 empty] | 25742
75 | 45 | 2056 | 43462.5 | [6 empty] | 43462.5
75 | 45 | 2056 | 369200 | [6 empty] | 369200
75 | 45 | 2056 | 40382 | [6 empty] | 40382
75 | 45 | 2056 | 38430 | [6 empty] | 38430
75 | 45 | 2056 | 42456 | [6 empty] | 42456
75 | 45 | 2056 | 7320 | [6 empty] | 7320
75 | 45 | 2056 | 40748 | [6 empty] | 40748
75 | 45 | 2056 | 41358 | [6 empty] | 41358
75 | 45 | 2056 | 36722 | [6 empty] | 36722
75 | 45 | 2056 | 43310 | [6 empty] | 43310
75 | 45 | 2056 | 24278 | [6 empty] | 24278
75 | 45 | 2056 | 51200 | [6 empty] | 51200
75 | 45 | 2056 | 25010 | [6 empty] | 25010
75 | 45 | 2056 | 86400 | [6 empty] | 86400
75 | 45 | 2056 | 47946 | [6 empty] | 47946
75 | 45 | 2056 | 40000 | [6 empty] | 40000
75 | 45 | 2056 | 50800 | [6 empty] | 50800
75 | 45 | 2056 | 64800 | [6 empty] | 64800
75 | 45 | 2056 | 29402 | [6 empty] | 29402
75 | 45 | 2056 | 17690 | [6 empty] | 17690
75 | 45 | 2056 | 24400 | [6 empty] | 24400
75 | 45 | 2056 | 32086 | [6 empty] | 32086
75 | 45 | 2056 | 10980 | [6 empty] | 10980
75 | 45 | 2056 | 36722 | [6 empty] | 36722
75 | 45 | 2056 | 25620 | [6 empty] | 25620
75 | 45 | 2056 | 32452 | [6 empty] | 32452
75 | 45 | 2056 | 17690 | [6 empty] | 17690
75 | 45 | 2056 | 44652 | [6 empty] | 44652
80 | 50 | 2056 | 33428 | [6 empty] | 33428
80 | 50 | 2056 | 106640 | [6 empty] | 106640
80 | 50 | 2056 | 16958 | [6 empty] | 16958
80 | 50 | 2056 | 32696 | [6 empty] | 32696
80 | 50 | 2056 | 18910 | [6 empty] | 18910
80 | 50 | 2056 | 33794 | [6 empty] | 33794
80 | 50 | 2056 | 47336 | [6 empty] | 47336
80 | 50 | 2056 | 45140 | [6 empty] | 45140
80 | 50 | 2056 | 45140 | [6 empty] | 45140
75 | 44 | 2057 | 35377.56
75 | 44 | 2057 | 34419.86
75 | 44 | 2057 | 8540
75 | 44 | 2057 | 25620
75 | 44 | 2057 | 26596
75 | 44 | 2057 | 26596
75 | 44 | 2057 | 45506
75 | 44 | 2057 | 45506
75 | 44 | 2057 | 48556
75 | 44 | 2057 | 23058
75 | 44 | 2057 | 43798
75 | 44 | 2057 | 41602
75 | 44 | 2057 | 41114
75 | 44 | 2057 | 48556
75 | 44 | 2057 | 42456
75 | 44 | 2057 | 40626
75 | 44 | 2057 | 31110
75 | 44 | 2057 | 48434
75 | 44 | 2057 | 44896
75 | 44 | 2057 | 48800
75 | 44 | 2057 | 48800
75 | 44 | 2057 | 39406
75 | 44 | 2057 | 49898
75 | 44 | 2057 | 26474
75 | 44 | 2057 | 48800
75 | 44 | 2057 | 9516
75 | 44 | 2057 | 42700
75 | 44 | 2057 | 36600
75 | 44 | 2057 | 44896
75 | 44 | 2057 | 36600
75 | 44 | 2057 | 95200
75 | 44 | 2057 | 128000
75 | 44 | 2057 | 144000
75 | 44 | 2057 | 20313
75 | 44 | 2057 | 46970
75 | 44 | 2057 | 42578
75 | 44 | 2057 | 26474
75 | 44 | 2057 | 46360
75 | 44 | 2057 | 43432
75 | 44 | 2057 | 40992
75 | 44 | 2057 | 19398
75 | 44 | 2057 | 32940
75 | 44 | 2057 | 53802
75 | 44 | 2057 | 20374
75 | 44 | 2057 | 32940
75 | 44 | 2057 | 27816
75 | 44 | 2057 | 40138
75 | 44 | 2057 | 119200
75 | 44 | 2057 | 42090
75 | 44 | 2057 | 33428
75 | 44 | 2057 | 16348
75 | 44 | 2057 | 10004
75 | 44 | 2057 | 52704
75 | 44 | 2057 | 4880
75 | 44 | 2057 | 24278
75 | 44 | 2057 | 9882
80 | 49 | 2057 | 12200
80 | 49 | 2057 | 10370
80 | 49 | 2057 | 13298
80 | 49 | 2057 | 20130
80 | 49 | 2057 | 28792
80 | 49 | 2057 | 48678
80 | 49 | 2057 | 49532
80 | 49 | 2057 | 34526
80 | 49 | 2057 | 44896
75 | 43 | 2058 | 53436
75 | 43 | 2058 | 33184
75 | 43 | 2058 | 30500
75 | 43 | 2058 | 32086
75 | 43 | 2058 | 39528
75 | 43 | 2058 | 47824
75 | 43 | 2058 | 38796
75 | 43 | 2058 | 37698
75 | 43 | 2058 | 30256
75 | 43 | 2058 | 36722
75 | 43 | 2058 | 37576
75 | 43 | 2058 | 43188
75 | 43 | 2058 | 52704
75 | 43 | 2058 | 37088
75 | 43 | 2058 | 54412
75 | 43 | 2058 | 37088
75 | 43 | 2058 | 37942
75 | 43 | 2058 | 49776
75 | 43 | 2058 | 42944
75 | 43 | 2058 | 60146
75 | 43 | 2058 | 31354
75 | 43 | 2058 | 40138
75 | 43 | 2058 | 36844
75 | 43 | 2058 | 42334
75 | 43 | 2058 | 45872
75 | 43 | 2058 | 43920
80 | 48 | 2058 | 13420
80 | 48 | 2058 | 6222
80 | 48 | 2058 | 10858
80 | 48 | 2058 | 44000
75 | 42 | 2059 | 19398
75 | 42 | 2059 | 19642
75 | 42 | 2059 | 28304
75 | 42 | 2059 | 8296
75 | 42 | 2059 | 34892
75 | 42 | 2059 | 7564
75 | 42 | 2059 | 36722
75 | 42 | 2059 | 38674
75 | 42 | 2059 | 48800
75 | 42 | 2059 | 24400
75 | 42 | 2059 | 19276
75 | 42 | 2059 | 17080
75 | 42 | 2059 | 26108
75 | 42 | 2059 | 48190
75 | 42 | 2059 | 48068
75 | 42 | 2059 | 39406
75 | 42 | 2059 | 28182
75 | 42 | 2059 | 25010
75 | 42 | 2059 | 52216
75 | 42 | 2059 | 27206
75 | 42 | 2059 | 24400
75 | 42 | 2059 | 27938
75 | 42 | 2059 | 30500
75 | 42 | 2059 | 45872
75 | 42 | 2059 | 17202
75 | 42 | 2059 | 16836
75 | 42 | 2059 | 13054
75 | 42 | 2059 | 28426
75 | 42 | 2059 | 24522
75 | 42 | 2059 | 15250
80 | 47 | 2059 | 16104
75 | 41 | 2060 | 32000
75 | 41 | 2060 | 18666
75 | 41 | 2060 | 5612
75 | 41 | 2060 | 1586
75 | 41 | 2060 | 50142
75 | 41 | 2060 | 5490
75 | 41 | 2060 | 45994
75 | 41 | 2060 | 6222
75 | 41 | 2060 | 41480
75 | 41 | 2060 | 46360
75 | 41 | 2060 | 44530
75 | 41 | 2060 | 7198
80 | 46 | 2060 | 29036
80 | 46 | 2060 | 21594
80 | 46 | 2060 | 35380
80 | 46 | 2060 | 37088
80 | 46 | 2060 | 35380
80 | 46 | 2060 | 35868
80 | 46 | 2060 | 81600
80 | 46 | 2060 | 43798
80 | 46 | 2060 | 39772
80 | 46 | 2060 | 40626
80 | 46 | 2060 | 40000
80 | 46 | 2060 | 30988
80 | 46 | 2060 | 19886
80 | 46 | 2060 | 90000
80 | 46 | 2060 | 5600
80 | 46 | 2060 | 12444
80 | 46 | 2060 | 35990
80 | 46 | 2060 | 32086
80 | 46 | 2060 | 36844
80 | 46 | 2060 | 13176
80 | 46 | 2060 | 14640
80 | 46 | 2060 | 86467.5
75 | 40 | 2061 | 63440
75 | 40 | 2061 | 42090
75 | 40 | 2061 | 42578
75 | 40 | 2061 | 41480
75 | 40 | 2061 | 41480
75 | 40 | 2061 | 30500
75 | 40 | 2061 | 47580
75 | 40 | 2061 | 26230
75 | 40 | 2061 | 25986
75 | 40 | 2061 | 39162
75 | 40 | 2061 | 34404
75 | 40 | 2061 | 26840
75 | 40 | 2061 | 26840
75 | 40 | 2061 | 23058
75 | 40 | 2061 | 28670
75 | 40 | 2061 | 35746
75 | 40 | 2061 | 38552
75 | 40 | 2061 | 118000
75 | 40 | 2061 | 47946
75 | 40 | 2061 | 46170.9
75 | 40 | 2061 | 16400
75 | 40 | 2061 | 24000
75 | 40 | 2061 | 37820
75 | 40 | 2061 | 49044
75 | 40 | 2061 | 20130
75 | 40 | 2061 | 10370
75 | 40 | 2061 | 38674
75 | 40 | 2061 | 30012
75 | 40 | 2061 | 15616
75 | 40 | 2061 | 48800
75 | 40 | 2061 | 39894
75 | 40 | 2061 | 20618
75 | 40 | 2061 | 30500
75 | 40 | 2061 | 50477.5
75 | 40 | 2061 | 44987.5
75 | 40 | 2061 | 30195
75 | 40 | 2061 | 21807.5
75 | 40 | 2061 | 34922.5
75 | 40 | 2061 | 37332
75 | 40 | 2061 | 57187.5
75 | 40 | 2061 | 58560
75 | 40 | 2061 | 58788.75
75 | 40 | 2061 | 53756.25
75 | 39 | 2062 | 98400
75 | 39 | 2062 | 108800
75 | 39 | 2062 | 16000
75 | 39 | 2062 | 8052
75 | 39 | 2062 | 40870
75 | 39 | 2062 | 54168
75 | 39 | 2062 | 48434
80 | 44 | 2062 | 148000
75 | 38 | 2063 | 42313.26
75 | 38 | 2063 | 40175.82
75 | 38 | 2063 | 6986.94
75 | 38 | 2063 | 1830
75 | 38 | 2063 | 110588
75 | 38 | 2063 | 71919
75 | 38 | 2063 | 5576.01
75 | 38 | 2063 | 39191.28
75 | 38 | 2063 | 42334
75 | 38 | 2063 | 48800
75 | 38 | 2063 | 26445.94
75 | 38 | 2063 | 42313.26
75 | 38 | 2063 | 42313.26
75 | 38 | 2063 | 41874.06
75 | 38 | 2063 | 33729.34
75 | 38 | 2063 | 110588
75 | 38 | 2063 | 159200
75 | 38 | 2063 | 20800
75 | 38 | 2063 | 20740
75 | 38 | 2063 | 53200
75 | 38 | 2063 | 48800
75 | 38 | 2063 | 78000
75 | 38 | 2063 | 18000
75 | 38 | 2063 | 14762
75 | 38 | 2063 | 26718
80 | 43 | 2063 | 4392
80 | 43 | 2063 | 115200
80 | 43 | 2063 | 84400
80 | 43 | 2063 | 156800
80 | 43 | 2063 | 136400
80 | 43 | 2063 | 151200
80 | 43 | 2063 | 12000
80 | 43 | 2063 | 86800
80 | 43 | 2063 | 107600
80 | 43 | 2063 | 26800
80 | 43 | 2063 | 20400
75 | 37 | 2064 | 42663.4
75 | 37 | 2064 | 14466.76
75 | 37 | 2064 | 5848.68
75 | 37 | 2064 | 11468
75 | 37 | 2064 | 27630.56
75 | 37 | 2064 | 35685
75 | 37 | 2064 | 20130
75 | 37 | 2064 | 40626
75 | 37 | 2064 | 12627
75 | 37 | 2064 | 16909.2
75 | 37 | 2064 | 18000
75 | 37 | 2064 | 54800
75 | 37 | 2064 | 29386.14
75 | 37 | 2064 | 66200
75 | 37 | 2064 | 65200
75 | 37 | 2064 | 35411.72
75 | 37 | 2064 | 35411.72
75 | 37 | 2064 | 43346.6
75 | 37 | 2064 | 24469.54
75 | 37 | 2064 | 5513.18
75 | 37 | 2064 | 47242.06
55 | 54 | 2065 | 42944
55 | 54 | 2065 | 33306
55 | 54 | 2065 | 30256
55 | 54 | 2065 | 36722
55 | 67 | 2065 | 38918
55 | 54 | 2065 | 27938
55 | 54 | 2065 | 54900
55 | 54 | 2065 | 46482
55 | 54 | 2065 | 40992
55 | 65 | 2065 | 45476.72
55 | 65 | 2065 | 35441
55 | 65 | 2065 | 38891.16
55 | 65 | 2065 | 22957.96
55 | 42 | 2065 | 207200
55 | 62 | 2065 | 110495.4
55 | 62 | 2065 | 139446
55 | 62 | 2065 | 9607.5
55 | 62 | 2065 | 83997
55 | 62 | 2065 | 83557.8
55 | 62 | 2065 | 9772.2
55 | 62 | 2065 | 102127.725
55 | 62 | 2065 | 105234.15
55 | 62 | 2065 | 96395.25
55 | 62 | 2065 | 106547.175
55 | 62 | 2065 | 83091.15
55 | 62 | 2065 | 72216.375
55 | 62 | 2065 | 80703
55 | 62 | 2065 | 44546.775
55 | 62 | 2065 | 72216.375
55 | 62 | 2065 | 24947.475
55 | 62 | 2065 | 92872.5
55 | 62 | 2065 | 82624.5
55 | 62 | 2065 | 60856.65
55 | 62 | 2065 | 22124.7
55 | 62 | 2065 | 107283.75
55 | 62 | 2065 | 97388.025
55 | 62 | 2065 | 73497.375
55 | 62 | 2065 | 93256.8
55 | 62 | 2065 | 121566.9
55 | 62 | 2065 | 104113.275
55 | 62 | 2065 | 59593.95
55 | 62 | 2065 | 25857.9
75 | 36 | 2065 | 15200
75 | 36 | 2065 | 10513.96
75 | 36 | 2065 | 51600
75 | 36 | 2065 | 42334
75 | 36 | 2065 | 42700
75 | 36 | 2065 | 42700
75 | 36 | 2065 | 42700
75 | 36 | 2065 | 5368
75 | 36 | 2065 | 42700
75 | 36 | 2065 | 42700
75 | 36 | 2065 | 16000
75 | 36 | 2065 | 90000
75 | 36 | 2065 | 122000
75 | 36 | 2065 | 145200
75 | 36 | 2065 | 66795
75 | 36 | 2065 | 89487
80 | 54 | 2065 | 43920
80 | 67 | 2065 | 43432
80 | 54 | 2065 | 44042
80 | 67 | 2065 | 43798
80 | 67 | 2065 | 44164
80 | 75 | 2065 | 46238
80 | 75 | 2065 | 42700
80 | 75 | 2065 | 42700
80 | 75 | 2065 | 42700
80 | 75 | 2065 | 42700
80 | 76 | 2065 | 22326
80 | 100 | 2065 | 41846
80 | 53 | 2065 | 44530
80 | 71 | 2065 | 93600
80 | 71 | 2065 | 100800
80 | 53 | 2065 | 36966
80 | 53 | 2065 | 49044
80 | 53 | 2065 | 42212
80 | 100 | 2065 | 74800
80 | 100 | 2065 | 41480
80 | 100 | 2065 | 39772
80 | 100 | 2065 | 41480
80 | 100 | 2065 | 77200
80 | 72 | 2065 | 28304
80 | 54 | 2065 | 22570
80 | 53 | 2065 | 56730
80 | 53 | 2065 | 42090
80 | 54 | 2065 | 30012
80 | 54 | 2065 | 37576
80 | 72 | 2065 | 55632
80 | 54 | 2065 | 39284
80 | 72 | 2065 | 55632
80 | 72 | 2065 | 38308
80 | 67 | 2065 | 45872
80 | 67 | 2065 | 30378
80 | 67 | 2065 | 31110
80 | 67 | 2065 | 29524
80 | 67 | 2065 | 26596
80 | 67 | 2065 | 28174.68
80 | 67 | 2065 | 14291.08
80 | 54 | 2065 | 38552
80 | 54 | 2065 | 38430
80 | 54 | 2065 | 35453.2
80 | 54 | 2065 | 51972
80 | 62 | 2065 | 26222.68
80 | 62 | 2065 | 30134
80 | 54 | 2065 | 42456
80 | 67 | 2065 | 45262
80 | 67 | 2065 | 54290
80 | 67 | 2065 | 50020
80 | 67 | 2065 | 48819.52
80 | 54 | 2065 | 42456
80 | 58 | 2065 | 52094
80 | 62 | 2065 | 33306
80 | 62 | 2065 | 41602
80 | 54 | 2065 | 25742
80 | 54 | 2065 | 14518
80 | 54 | 2065 | 18422
80 | 54 | 2065 | 17324
80 | 54 | 2065 | 39650
80 | 31 | 2065 | 106400
80 | 76 | 2065 | 48922
80 | 58 | 2065 | 31720
80 | 54 | 2065 | 9394
80 | 54 | 2065 | 26230
80 | 54 | 2065 | 26108
80 | 67 | 2065 | 20309.34
80 | 67 | 2065 | 46482
80 | 58 | 2065 | 21960
80 | 58 | 2065 | 49288
80 | 100 | 2065 | 33672
80 | 100 | 2065 | 34526
80 | 100 | 2065 | 45645.08
80 | 100 | 2065 | 44286
80 | 32 | 2065 | 28304
80 | 34 | 2065 | 25498
80 | 54 | 2065 | 45750
80 | 54 | 2065 | 16470
80 | 55 | 2065 | 166000
80 | 51 | 2065 | 39040
80 | 64 | 2065 | 48556
80 | 64 | 2065 | 43188
80 | 32 | 2065 | 39650
80 | 64 | 2065 | 43188
80 | 60 | 2065 | 43432
80 | 64 | 2065 | 42456
80 | 64 | 2065 | 31110
80 | 63 | 2065 | 42212
80 | 63 | 2065 | 49288
80 | 63 | 2065 | 20984
80 | 51 | 2065 | 39040
80 | 64 | 2065 | 48556
80 | 64 | 2065 | 43188
80 | 64 | 2065 | 43188
80 | 60 | 2065 | 41236
80 | 63 | 2065 | 3660
80 | 63 | 2065 | 49824.8
80 | 63 | 2065 | 49035.46
80 | 63 | 2065 | 48292.48
80 | 63 | 2065 | 46446.62
80 | 63 | 2065 | 44395.8
80 | 63 | 2065 | 24400
80 | 63 | 2065 | 34246.62
80 | 63 | 2065 | 27225.52
80 | 63 | 2065 | 16833.56
80 | 63 | 2065 | 48800
80 | 63 | 2065 | 32189.7
80 | 63 | 2065 | 49065.96
80 | 48 | 2065 | 22570
80 | 48 | 2065 | 47580
80 | 63 | 2065 | 17080
80 | 63 | 2065 | 27084
80 | 60 | 2065 | 47214
80 | 63 | 2065 | 37820
80 | 60 | 2065 | 42944
80 | 60 | 2065 | 38186
80 | 60 | 2065 | 44286
80 | 61 | 2065 | 17324
80 | 61 | 2065 | 44164
80 | 61 | 2065 | 7076
80 | 61 | 2065 | 35258
80 | 61 | 2065 | 47336
80 | 39 | 2065 | 42090
80 | 60 | 2065 | 38186
80 | 60 | 2065 | 33550
80 | 54 | 2065 | 26718
80 | 54 | 2065 | 8174
80 | 54 | 2065 | 35624
80 | 54 | 2065 | 27694
80 | 54 | 2065 | 28670
80 | 54 | 2065 | 37942
80 | 54 | 2065 | 37942
80 | 54 | 2065 | 58560
80 | 41 | 2065 | 33062
80 | 41 | 2065 | 42090
75 | 35 | 2066 | 132400
75 | 35 | 2066 | 120400
75 | 35 | 2066 | 20374
75 | 35 | 2066 | 114000
75 | 35 | 2066 | 68800
75 | 35 | 2066 | 35868
80 | 40 | 2066 | 44800
80 | 40 | 2066 | 148000
80 | 40 | 2066 | 46512.5
80 | 40 | 2066 | 19398
80 | 40 | 2066 | 44164
80 | 40 | 2066 | 25864
80 | 40 | 2066 | 26840
75 | 34 | 2067 | 28800
75 | 34 | 2067 | 16000
75 | 34 | 2067 | 16323.6
75 | 34 | 2067 | 25445.54
75 | 34 | 2067 | 18759.94
75 | 34 | 2067 | 79600
75 | 34 | 2067 | 4000
80 | 39 | 2067 | 13054
80 | 39 | 2067 | 162400
80 | 39 | 2067 | 106000
80 | 39 | 2067 | 170000
80 | 39 | 2067 | 90400
80 | 39 | 2067 | 13664
80 | 39 | 2067 | 15250
80 | 39 | 2067 | 83200
75 | 33 | 2068 | 56974
80 | 38 | 2068 | 55200
80 | 38 | 2068 | 86400
80 | 38 | 2068 | 36600
80 | 38 | 2068 | 25010
80 | 38 | 2068 | 37332
75 | 32 | 2069 | 2928
75 | 32 | 2069 | 8418
75 | 32 | 2069 | 36600
75 | 32 | 2069 | 120000
75 | 32 | 2069 | 16052.76
75 | 32 | 2069 | 126400
75 | 32 | 2069 | 46360
75 | 32 | 2069 | 43554
75 | 32 | 2069 | 126000
75 | 32 | 2069 | 120000
75 | 32 | 2069 | 148400
75 | 32 | 2069 | 14000
75 | 32 | 2069 | 38400
75 | 32 | 2069 | 47600
75 | 32 | 2069 | 60800
75 | 32 | 2069 | 140000
75 | 32 | 2069 | 140000
75 | 32 | 2069 | 140000
75 | 32 | 2069 | 147200
75 | 32 | 2069 | 132400
75 | 32 | 2069 | 140800
75 | 32 | 2069 | 140400
75 | 32 | 2069 | 129600
75 | 32 | 2069 | 26800
75 | 32 | 2069 | 130400
75 | 32 | 2069 | 48037.5
75 | 32 | 2069 | 81200
75 | 32 | 2069 | 18300
75 | 32 | 2069 | 131600
75 | 32 | 2069 | 82000
75 | 32 | 2069 | 124000
75 | 32 | 2069 | 147200
75 | 32 | 2069 | 35611.8
75 | 32 | 2069 | 59600
75 | 32 | 2069 | 112000
75 | 32 | 2069 | 42944
75 | 32 | 2069 | 92000
75 | 32 | 2069 | 78800
75 | 32 | 2069 | 90800
75 | 32 | 2069 | 53375
75 | 32 | 2069 | 140000
75 | 32 | 2069 | 134000
75 | 32 | 2069 | 43066
75 | 32 | 2069 | 22570
75 | 32 | 2069 | 36112
75 | 32 | 2069 | 45750
75 | 32 | 2069 | 29829
75 | 32 | 2069 | 41480
75 | 32 | 2069 | 23302
75 | 32 | 2069 | 19886
75 | 32 | 2069 | 10492
75 | 32 | 2069 | 46360
75 | 32 | 2069 | 45140
75 | 32 | 2069 | 38186
75 | 32 | 2069 | 56730
75 | 32 | 2069 | 62037
75 | 32 | 2069 | 136000
75 | 32 | 2069 | 40809
75 | 32 | 2069 | 28914
75 | 32 | 2069 | 70800
75 | 32 | 2069 | 130760
75 | 32 | 2069 | 43554
75 | 32 | 2069 | 110000
75 | 32 | 2069 | 94160
75 | 32 | 2069 | 4379.8
75 | 32 | 2069 | 40870
75 | 32 | 2069 | 10800
75 | 32 | 2069 | 48922
75 | 32 | 2069 | 18178
75 | 32 | 2069 | 48312
75 | 32 | 2069 | 42000
75 | 32 | 2069 | 160000
75 | 32 | 2069 | 160000
75 | 32 | 2069 | 48068
75 | 32 | 2069 | 160000
75 | 32 | 2069 | 32574
75 | 32 | 2069 | 3904
75 | 32 | 2069 | 9882
75 | 32 | 2069 | 24156
75 | 32 | 2069 | 34892
75 | 32 | 2069 | 30957.5
75 | 32 | 2069 | 24400
75 | 32 | 2069 | 42700
75 | 32 | 2069 | 50477.5
75 | 32 | 2069 | 91200
75 | 32 | 2069 | 74400
75 | 32 | 2069 | 91200
75 | 32 | 2069 | 42700
75 | 32 | 2069 | 96000
75 | 32 | 2069 | 29280
75 | 32 | 2069 | 62220
75 | 32 | 2069 | 96400
75 | 32 | 2069 | 55205
75 | 32 | 2069 | 40870
75 | 32 | 2069 | 73200
75 | 32 | 2069 | 106000
75 | 32 | 2069 | 148000
75 | 32 | 2069 | 106000
75 | 32 | 2069 | 76000
75 | 32 | 2069 | 30256
75 | 32 | 2069 | 46360
75 | 32 | 2069 | 120000
75 | 32 | 2069 | 39650
75 | 32 | 2069 | 5368
75 | 32 | 2069 | 27694
75 | 32 | 2069 | 32208
75 | 32 | 2069 | 13298
75 | 32 | 2069 | 28670
75 | 32 | 2069 | 112000
75 | 32 | 2069 | 30256
75 | 32 | 2069 | 30012
75 | 32 | 2069 | 37515
75 | 32 | 2069 | 64400
75 | 32 | 2069 | 18300
75 | 32 | 2069 | 52612.5
75 | 32 | 2069 | 30012
75 | 32 | 2069 | 102000
75 | 32 | 2069 | 32574
75 | 32 | 2069 | 36966
75 | 32 | 2069 | 32000
75 | 32 | 2069 | 120000
75 | 32 | 2069 | 13786
75 | 32 | 2069 | 8540
75 | 32 | 2069 | 40870
75 | 32 | 2069 | 36600
80 | 37 | 2069 | 42456
80 | 37 | 2069 | 48922
80 | 37 | 2069 | 48922
80 | 37 | 2069 | 48556
75 | 31 | 2070 | 23802.2
80 | 36 | 2070 | 169600
75 | 29 | 2072 | 33208.4
75 | 29 | 2072 | 35197
75 | 29 | 2072 | 49824.8
75 | 29 | 2072 | 34172.2
75 | 29 | 2072 | 8247.2
75 | 29 | 2072 | 2464.4
80 | 32 | 2074 | 28212.5
80 | 32 | 2074 | 21807.5
80 | 32 | 2074 | 36600
80 | 32 | 2074 | 58712.5
80 | 32 | 2074 | 116000
80 | 32 | 2074 | 26840
80 | 32 | 2074 | 53375
80 | 32 | 2074 | 52000
80 | 32 | 2074 | 92400
80 | 32 | 2074 | 10446.25
80 | 32 | 2074 | 24400
80 | 32 | 2074 | 49562.5
80 | 32 | 2074 | 34312.5
80 | 32 | 2074 | 80062.5
80 | 32 | 2074 | 82350
80 | 32 | 2074 | 76631.25
80 | 32 | 2074 | 78918.75
80 | 32 | 2074 | 47122.5
80 | 32 | 2074 | 25162.5
80 | 32 | 2074 | 32025
80 | 32 | 2074 | 74343.75
80 | 32 | 2074 | 64050
80 | 32 | 2074 | 52612.5
80 | 32 | 2074 | 94016.25
80 | 32 | 2074 | 78232.5
80 | 32 | 2074 | 89212.5
80 | 32 | 2074 | 43005
80 | 32 | 2074 | 32482.5
80 | 32 | 2074 | 22875
80 | 31 | 2075 | 54900
80 | 31 | 2075 | 82533
80 | 31 | 2075 | 24522
80 | 31 | 2075 | 66429
75 | 25 | 2076 | 42212
75 | 25 | 2076 | 62220
75 | 25 | 2076 | 55912.6
75 | 25 | 2076 | 35868
75 | 25 | 2076 | 1830
75 | 25 | 2076 | 13420
75 | 25 | 2076 | 28304
75 | 25 | 2076 | 34404
75 | 25 | 2076 | 47600
75 | 25 | 2076 | 4000
80 | 30 | 2076 | 102937.5
80 | 30 | 2076 | 54900
80 | 30 | 2076 | 65605.5
80 | 30 | 2076 | 19489.5
80 | 30 | 2076 | 158112
75 | 24 | 2077 | 610
75 | 24 | 2077 | 9394
75 | 24 | 2077 | 136604
75 | 24 | 2077 | 14000
75 | 24 | 2077 | 2000
75 | 24 | 2077 | 4800
75 | 24 | 2077 | 60000
80 | 29 | 2077 | 18544
80 | 29 | 2077 | 49227
80 | 29 | 2077 | 4575
75 | 22 | 2079 | 473512.5
75 | 22 | 2079 | 4562.8
75 | 22 | 2079 | 24400
75 | 22 | 2079 | 26901
80 | 26 | 2080 | 187600
80 | 25 | 2081 | 12200
80 | 25 | 2081 | 28670
75 | 2026 | 2084 | 15372
75 | 2026 | 2084 | 603900
75 | 2026 | 2084 | 568215
75 | 2026 | 2084 | 473512.5
75 | 2026 | 2084 | 1677324.93
75 | 2026 | 2084 | 439200
75 | 2026 | 2084 | 209674.08
75 | 2026 | 2084 | 305305
75 | 17 | 2084 | 44916.74
75 | 14 | 2087 | 69174
75 | 3 | 2098 | 42822

## OLD FUNC OF AGE ONLY
Useful Life |  |  |  | 2026 | 2031 | 2036 | 2041 | 2046 | 2051 | 2056 | TOTAL
| Age | Rehab year | rehab Est$ | 4922463.655 | 5248034.565 | 445605.34 | 79276694.475 | 8617206.97 | 2496357.52 | 6255758.9 | 107262121.425 | Predicted Age
|  |  |  | 2000000 | 25000000 | 25000000 | 25000000 | 18587541.35 | 2496357.52 | 6255758.9 | 104339657.77 | Implementable
93587541.35
| 32 | 1994 | 156000 | 156000
| 32 | 1994 | 14274 | 14274
| 32 | 1994 | 35611.8 | 35611.8
| 32 | 1994 | 59600 | 59600
| 32 | 1994 | 112000 | 112000
| 32 | 1994 | 42944 | 42944
| 32 | 1994 | 92000 | 92000
| 32 | 1994 | 78800 | 78800
| 32 | 1994 | 90800 | 90800
| 32 | 1994 | 53375 | 53375
| 32 | 1994 | 140000 | 140000
| 32 | 1994 | 134000 | 134000
| 32 | 1994 | 43066 | 43066
| 32 | 1994 | 22570 | 22570
| 32 | 1994 | 36112 | 36112
75 | 100 | 2001 | 41602 | 41602
75 | 100 | 2001 | 42700 | 42700
75 | 100 | 2001 | 51240 | 51240
75 | 100 | 2001 | 33168.75 | 33168.75
75 | 100 | 2001 | 42700 | 42700
75 | 100 | 2001 | 84400 | 84400
75 | 100 | 2001 | 23200 | 23200
75 | 100 | 2001 | 175600 | 175600
75 | 100 | 2001 | 166400 | 166400
75 | 100 | 2001 | 56000 | 56000
75 | 100 | 2001 | 168000 | 168000
75 | 100 | 2001 | 52000 | 52000
75 | 100 | 2001 | 25923.78 | 25923.78
75 | 100 | 2001 | 36600 | 36600
75 | 100 | 2001 | 22814 | 22814
75 | 100 | 2001 | 13420 | 13420
75 | 100 | 2001 | 42700 | 42700
75 | 100 | 2001 | 42700 | 42700
75 | 100 | 2001 | 49044 | 49044
75 | 96 | 2005 | 44774 | 44774
75 | 96 | 2005 | 30744 | 30744
60 | 76 | 2010 | 85888 | 85888
60 | 76 | 2010 | 29280 | 29280
60 | 76 | 2010 | 94428 | 94428
60 | 76 | 2010 | 39040 | 39040
50 | 62 | 2014 | 104401.5 | 104401.5
60 | 71 | 2015 | 16836 | 16836
90 | 100 | 2016 | 130000 | 130000
90 | 100 | 2016 | 40565 | 40565
90 | 100 | 2016 | 44835 | 44835
90 | 100 | 2016 | 40979.8 | 40979.8
60 | 67 | 2019 | 41480 | 41480
60 | 67 | 2019 | 8540 | 8540
60 | 67 | 2019 | 4026 | 4026
50 | 57 | 2019 | 37789.5 | 37789.5
50 | 57 | 2019 | 85772.1 | 85772.1
50 | 57 | 2019 | 106160.13 | 106160.13
50 | 57 | 2019 | 96050.295 | 96050.295
60 | 63 | 2023 | 47824 | 47824
60 | 63 | 2023 | 17507 | 17507
60 | 63 | 2023 | 29890 | 29890
60 | 63 | 2023 | 10004 | 10004
60 | 63 | 2023 | 27328 | 27328
60 | 63 | 2023 | 21350 | 21350
60 | 63 | 2023 | 18422 | 18422
60 | 63 | 2023 | 48000 | 48000
60 | 63 | 2023 | 46116 | 46116
60 | 62 | 2024 | 111227.4 | 111227.4
60 | 62 | 2024 | 76443.675 | 76443.675
60 | 62 | 2024 | 40671.75 | 40671.75
60 | 62 | 2024 | 97900.425 | 97900.425
60 | 62 | 2024 | 114009 | 114009
60 | 62 | 2024 | 129701.25 | 129701.25
60 | 62 | 2024 | 110349 | 110349
60 | 62 | 2024 | 107055 | 107055
60 | 62 | 2024 | 47122.5 | 47122.5
60 | 62 | 2024 | 163968 | 163968
60 | 62 | 2024 | 162138 | 162138
60 | 61 | 2025 | 12800 | 12800
60 | 60 | 2026 | 15006 | 15006
60 | 60 | 2026 | 59658 | 59658
60 | 60 | 2026 | 45018 | 45018
50 | 2026 | 2028 | 45795.75 |  | 45795.75
75 | 2026 | 2028 | 976 |  | 976
75 | 2026 | 2028 | 15979.56 |  | 15979.56
75 | 2026 | 2028 | 40626 |  | 40626
75 | 2026 | 2028 | 39965.98 |  | 39965.98
75 | 2026 | 2028 | 75200 |  | 75200
75 | 2026 | 2028 | 18788 |  | 18788
75 | 2026 | 2028 | 9760 |  | 9760
75 | 2026 | 2028 | 30000 |  | 30000
75 | 2026 | 2028 | 42090 |  | 42090
75 | 2026 | 2028 | 4270 |  | 4270
75 | 2026 | 2028 | 6344 |  | 6344
75 | 2026 | 2028 | 13710.36 |  | 13710.36
75 | 2026 | 2028 | 48190 |  | 48190
75 | 2026 | 2028 | 122720 |  | 122720
75 | 2026 | 2028 | 0 |  | 0
75 | 2026 | 2028 | 0 |  | 0
75 | 2026 | 2028 | 23790 |  | 23790
75 | 2026 | 2028 | 71370 |  | 71370
75 | 2026 | 2028 | 66141.69 |  | 66141.69
75 | 2026 | 2028 | 65620.14 |  | 65620.14
75 | 2026 | 2028 | 69540 |  | 69540
75 | 2026 | 2028 | 69540 |  | 69540
75 | 2026 | 2028 | 7933.05 |  | 7933.05
75 | 2026 | 2028 | 42090 |  | 42090
75 | 2026 | 2028 | 42090 |  | 42090
75 | 2026 | 2028 | 46688.79 |  | 46688.79
75 | 2026 | 2028 | 14284 |  | 14284
75 | 2026 | 2028 | 58102.5 |  | 58102.5
75 | 2026 | 2028 | 37882.525 |  | 37882.525
75 | 2026 | 2028 | 8540 |  | 8540
75 | 2026 | 2028 | 65697 |  | 65697
75 | 2026 | 2028 | 64761.87 |  | 64761.87
75 | 2026 | 2028 | 72826.68 |  | 72826.68
75 | 2026 | 2028 | 67559.94 |  | 67559.94
75 | 2026 | 2028 | 73401.3 |  | 73401.3
75 | 2026 | 2028 | 37926.75 |  | 37926.75
75 | 2026 | 2028 | 20740 |  | 20740
75 | 2026 | 2028 | 52307.5 |  | 52307.5
75 | 2026 | 2028 | 15006 |  | 15006
75 | 2026 | 2028 | 610 |  | 610
75 | 2026 | 2028 | 4564.02 |  | 4564.02
75 | 2026 | 2028 | 104000 |  | 104000
75 | 2026 | 2028 | 30988 |  | 30988
75 | 2026 | 2028 | 22423.6 |  | 22423.6
75 | 2026 | 2028 | 39536.54 |  | 39536.54
75 | 2026 | 2028 | 86968 |  | 86968
75 | 2026 | 2028 | 9856.38 |  | 9856.38
75 | 2026 | 2028 | 39703.68 |  | 39703.68
75 | 2026 | 2028 | 19496.82 |  | 19496.82
75 | 2026 | 2028 | 7686 |  | 7686
75 | 2026 | 2028 | 50135.9 |  | 50135.9
75 | 2026 | 2028 | 32488.6 |  | 32488.6
75 | 2026 | 2028 | 28060 |  | 28060
75 | 2026 | 2028 | 6053.64 |  | 6053.64
75 | 2026 | 2028 | 11034.9 |  | 11034.9
75 | 2026 | 2028 | 37230.74 |  | 37230.74
75 | 2026 | 2028 | 31876.16 |  | 31876.16
75 | 2026 | 2028 | 27115.72 |  | 27115.72
75 | 2026 | 2028 | 1342 |  | 1342
75 | 2026 | 2028 | 4920.26 |  | 4920.26
75 | 2026 | 2028 | 21592 |  | 21592
75 | 2026 | 2028 | 12000 |  | 12000
75 | 2026 | 2028 | 60304.6 |  | 60304.6
75 | 2026 | 2028 | 65440.8 |  | 65440.8
75 | 2026 | 2028 | 61329.4 |  | 61329.4
75 | 2026 | 2028 | 55266 |  | 55266
75 | 2026 | 2028 | 67832 |  | 67832
75 | 2026 | 2028 | 59792.2 |  | 59792.2
75 | 2026 | 2028 | 17738.8 |  | 17738.8
75 | 2026 | 2028 | 42529.2 |  | 42529.2
75 | 2026 | 2028 | 5197.2 |  | 5197.2
75 | 2026 | 2028 | 91560 |  | 91560
75 | 2026 | 2028 | 9760 |  | 9760
75 | 2026 | 2028 | 242492 |  | 242492
75 | 2026 | 2028 | 28060 |  | 28060
75 | 2026 | 2028 | 36966 |  | 36966
75 | 2026 | 2028 | 48800 |  | 48800
75 | 2026 | 2028 | 14333.78 |  | 14333.78
75 | 2026 | 2028 | 27724.5 |  | 27724.5
75 | 2026 | 2028 | 2745 |  | 2745
75 | 2026 | 2028 | 64784 |  | 64784
75 | 2026 | 2028 | 14640 |  | 14640
75 | 2026 | 2028 | 14030 |  | 14030
75 | 2026 | 2028 | 52000 |  | 52000
75 | 2026 | 2028 | 137200 |  | 137200
75 | 2026 | 2028 | 0 |  | 0
75 | 2026 | 2028 | 88400 |  | 88400
75 | 2026 | 2028 | 45750 |  | 45750
75 | 2026 | 2028 | 30000 |  | 30000
75 | 2026 | 2028 | 33000 |  | 33000
75 | 2026 | 2028 | 38600 |  | 38600
75 | 2026 | 2028 | 18400 |  | 18400
75 | 2026 | 2028 | 15200 |  | 15200
75 | 2026 | 2028 | 32000 |  | 32000
75 | 2026 | 2028 | 34526 |  | 34526
75 | 2026 | 2028 | 3172 |  | 3172
75 | 2026 | 2028 | 38400 |  | 38400
75 | 2026 | 2028 | 26000 |  | 26000
75 | 2026 | 2028 | 34770 |  | 34770
75 | 2026 | 2028 | 20008 |  | 20008
75 | 2026 | 2028 | 100400 |  | 100400
75 | 2026 | 2028 | 13176 |  | 13176
75 | 73 | 2028 | 70000 |  | 70000
60 | 57 | 2029 | 363407.5 |  | 363407.5
60 | 57 | 2029 | 42822 |  | 42822
75 | 72 | 2029 | 2440 |  | 2440
75 | 72 | 2029 | 16470 |  | 16470
75 | 72 | 2029 | 56852 |  | 56852
75 | 72 | 2029 | 38064 |  | 38064
75 | 72 | 2029 | 35746 |  | 35746
75 | 72 | 2029 | 15860 |  | 15860
75 | 72 | 2029 | 15738 |  | 15738
75 | 72 | 2029 | 48800 |  | 48800
75 | 72 | 2029 | 46604 |  | 46604
75 | 72 | 2029 | 50264 |  | 50264
75 | 72 | 2029 | 33550 |  | 33550
75 | 72 | 2029 | 32574 |  | 32574
75 | 72 | 2029 | 30500 |  | 30500
75 | 72 | 2029 | 48068 |  | 48068
75 | 72 | 2029 | 43310 |  | 43310
75 | 72 | 2029 | 26596 |  | 26596
75 | 72 | 2029 | 17009.24 |  | 17009.24
75 | 72 | 2029 | 19276 |  | 19276
75 | 72 | 2029 | 21594 |  | 21594
75 | 72 | 2029 | 48800 |  | 48800
75 | 72 | 2029 | 30744 |  | 30744
75 | 72 | 2029 | 17080 |  | 17080
75 | 71 | 2030 | 45600 |  | 45600
75 | 67 | 2034 | 46360 |  |  | 46360
75 | 67 | 2034 | 26253.18 |  |  | 26253.18
75 | 67 | 2034 | 17175.16 |  |  | 17175.16
75 | 67 | 2034 | 5917 |  |  | 5917
75 | 67 | 2034 | 37576 |  |  | 37576
75 | 67 | 2034 | 30500 |  |  | 30500
75 | 67 | 2034 | 45994 |  |  | 45994
75 | 67 | 2034 | 43432 |  |  | 43432
75 | 67 | 2034 | 44000 |  |  | 44000
75 | 67 | 2034 | 42212 |  |  | 42212
75 | 67 | 2034 | 29280 |  |  | 29280
75 | 67 | 2034 | 33306 |  |  | 33306
75 | 66 | 2035 | 43600 |  |  | 43600
75 | 64 | 2037 | 96000 |  |  |  | 96000
75 | 64 | 2037 | 44896 |  |  |  | 44896
75 | 64 | 2037 | 50264 |  |  |  | 50264
75 | 64 | 2037 | 45628 |  |  |  | 45628
75 | 64 | 2037 | 37210 |  |  |  | 37210
75 | 64 | 2037 | 19154 |  |  |  | 19154
75 | 64 | 2037 | 31964 |  |  |  | 31964
75 | 64 | 2037 | 19886 |  |  |  | 19886
75 | 64 | 2037 | 39894 |  |  |  | 39894
75 | 64 | 2037 | 28670 |  |  |  | 28670
75 | 64 | 2037 | 12200 |  |  |  | 12200
75 | 64 | 2037 | 43310 |  |  |  | 43310
75 | 63 | 2038 | 20587.5 |  |  |  | 20587.5
75 | 63 | 2038 | 10980 |  |  |  | 10980
75 | 63 | 2038 | 40000 |  |  |  | 40000
75 | 63 | 2038 | 4270 |  |  |  | 4270
75 | 63 | 2038 | 155200 |  |  |  | 155200
75 | 63 | 2038 | 154000 |  |  |  | 154000
75 | 63 | 2038 | 89212.5 |  |  |  | 89212.5
75 | 63 | 2038 | 82350 |  |  |  | 82350
75 | 63 | 2038 | 82350 |  |  |  | 82350
75 | 63 | 2038 | 109800 |  |  |  | 109800
75 | 63 | 2038 | 89212.5 |  |  |  | 89212.5
75 | 63 | 2038 | 82350 |  |  |  | 82350
75 | 63 | 2038 | 89761.5 |  |  |  | 89761.5
75 | 63 | 2038 | 22509 |  |  |  | 22509
75 | 63 | 2038 | 12352.5 |  |  |  | 12352.5
75 | 63 | 2038 | 98591.25 |  |  |  | 98591.25
75 | 63 | 2038 | 74343.75 |  |  |  | 74343.75
75 | 63 | 2038 | 89212.5 |  |  |  | 89212.5
75 | 63 | 2038 | 116662.5 |  |  |  | 116662.5
75 | 63 | 2038 | 116662.5 |  |  |  | 116662.5
75 | 63 | 2038 | 104767.5 |  |  |  | 104767.5
75 | 63 | 2038 | 37057.5 |  |  |  | 37057.5
75 | 63 | 2038 | 32711.25 |  |  |  | 32711.25
75 | 63 | 2038 | 62906.25 |  |  |  | 62906.25
75 | 63 | 2038 | 87153.75 |  |  |  | 87153.75
75 | 63 | 2038 | 91500 |  |  |  | 91500
75 | 63 | 2038 | 74343.75 |  |  |  | 74343.75
75 | 63 | 2038 | 74343.75 |  |  |  | 74343.75
75 | 63 | 2038 | 90127.5 |  |  |  | 90127.5
75 | 63 | 2038 | 74343.75 |  |  |  | 74343.75
75 | 63 | 2038 | 85781.25 |  |  |  | 85781.25
75 | 63 | 2038 | 68625 |  |  |  | 68625
75 | 63 | 2038 | 96532.5 |  |  |  | 96532.5
75 | 63 | 2038 | 59703.75 |  |  |  | 59703.75
75 | 63 | 2038 | 84637.5 |  |  |  | 84637.5
75 | 63 | 2038 | 11437.5 |  |  |  | 11437.5
75 | 63 | 2038 | 77775 |  |  |  | 77775
75 | 63 | 2038 | 74343.75 |  |  |  | 74343.75
75 | 63 | 2038 | 10293.75 |  |  |  | 10293.75
75 | 63 | 2038 | 79056 |  |  |  | 79056
75 | 63 | 2038 | 79056 |  |  |  | 79056
75 | 63 | 2038 | 123936.75 |  |  |  | 123936.75
75 | 63 | 2038 | 65651.25 |  |  |  | 65651.25
75 | 63 | 2038 | 104859 |  |  |  | 104859
75 | 63 | 2038 | 2745 |  |  |  | 2745
75 | 63 | 2038 | 92232 |  |  |  | 92232
75 | 63 | 2038 | 144753 |  |  |  | 144753
75 | 63 | 2038 | 52200.75 |  |  |  | 52200.75
75 | 63 | 2038 | 76860 |  |  |  | 76860
75 | 63 | 2038 | 43645.5 |  |  |  | 43645.5
75 | 63 | 2038 | 60939 |  |  |  | 60939
75 | 63 | 2038 | 63684 |  |  |  | 63684
75 | 63 | 2038 | 43200 |  |  |  | 43200
75 | 63 | 2038 | 84271.5 |  |  |  | 84271.5
75 | 63 | 2038 | 89212.5 |  |  |  | 89212.5
75 | 63 | 2038 | 49959 |  |  |  | 49959
75 | 63 | 2038 | 66703.5 |  |  |  | 66703.5
75 | 63 | 2038 | 75487.5 |  |  |  | 75487.5
75 | 63 | 2038 | 89212.5 |  |  |  | 89212.5
75 | 63 | 2038 | 89212.5 |  |  |  | 89212.5
75 | 63 | 2038 | 89212.5 |  |  |  | 89212.5
75 | 63 | 2038 | 83997 |  |  |  | 83997
75 | 63 | 2038 | 75762 |  |  |  | 75762
75 | 63 | 2038 | 114741 |  |  |  | 114741
75 | 63 | 2038 | 39253.5 |  |  |  | 39253.5
75 | 63 | 2038 | 85095 |  |  |  | 85095
75 | 63 | 2038 | 56272.5 |  |  |  | 56272.5
75 | 63 | 2038 | 119407.5 |  |  |  | 119407.5
75 | 63 | 2038 | 89212.5 |  |  |  | 89212.5
75 | 63 | 2038 | 75487.5 |  |  |  | 75487.5
75 | 63 | 2038 | 96075 |  |  |  | 96075
75 | 63 | 2038 | 116662.5 |  |  |  | 116662.5
75 | 63 | 2038 | 96075 |  |  |  | 96075
75 | 63 | 2038 | 102937.5 |  |  |  | 102937.5
75 | 63 | 2038 | 96075 |  |  |  | 96075
75 | 63 | 2038 | 89212.5 |  |  |  | 89212.5
75 | 63 | 2038 | 91408.5 |  |  |  | 91408.5
75 | 63 | 2038 | 100192.5 |  |  |  | 100192.5
75 | 63 | 2038 | 130387.5 |  |  |  | 130387.5
75 | 63 | 2038 | 125446.5 |  |  |  | 125446.5
75 | 63 | 2038 | 21136.5 |  |  |  | 21136.5
75 | 63 | 2038 | 37789.5 |  |  |  | 37789.5
75 | 63 | 2038 | 46436.25 |  |  |  | 46436.25
75 | 63 | 2038 | 83448 |  |  |  | 83448
75 | 63 | 2038 | 98820 |  |  |  | 98820
75 | 63 | 2038 | 23561.25 |  |  |  | 23561.25
75 | 63 | 2038 | 56730 |  |  |  | 56730
75 | 63 | 2038 | 116400 |  |  |  | 116400
75 | 63 | 2038 | 72400 |  |  |  | 72400
75 | 63 | 2038 | 120000 |  |  |  | 120000
75 | 63 | 2038 | 112000 |  |  |  | 112000
75 | 63 | 2038 | 82000 |  |  |  | 82000
75 | 63 | 2038 | 159200 |  |  |  | 159200
75 | 63 | 2038 | 38430 |  |  |  | 38430
75 | 63 | 2038 | 38000 |  |  |  | 38000
75 | 63 | 2038 | 122800 |  |  |  | 122800
75 | 63 | 2038 | 123200 |  |  |  | 123200
75 | 63 | 2038 | 22000 |  |  |  | 22000
75 | 63 | 2038 | 96000 |  |  |  | 96000
75 | 63 | 2038 | 120800 |  |  |  | 120800
75 | 63 | 2038 | 22936 |  |  |  | 22936
75 | 63 | 2038 | 32800 |  |  |  | 32800
75 | 63 | 2038 | 97200 |  |  |  | 97200
75 | 63 | 2038 | 161600 |  |  |  | 161600
75 | 63 | 2038 | 156800 |  |  |  | 156800
75 | 63 | 2038 | 56400 |  |  |  | 56400
75 | 63 | 2038 | 28400 |  |  |  | 28400
75 | 63 | 2038 | 113600 |  |  |  | 113600
75 | 63 | 2038 | 128800 |  |  |  | 128800
75 | 63 | 2038 | 56000 |  |  |  | 56000
75 | 63 | 2038 | 162400 |  |  |  | 162400
75 | 63 | 2038 | 50000 |  |  |  | 50000
75 | 63 | 2038 | 140400 |  |  |  | 140400
75 | 63 | 2038 | 121200 |  |  |  | 121200
75 | 63 | 2038 | 68000 |  |  |  | 68000
75 | 63 | 2038 | 81600 |  |  |  | 81600
75 | 63 | 2038 | 112400 |  |  |  | 112400
75 | 63 | 2038 | 14800 |  |  |  | 14800
75 | 63 | 2038 | 132000 |  |  |  | 132000
75 | 63 | 2038 | 55080 |  |  |  | 55080
75 | 63 | 2038 | 115280 |  |  |  | 115280
75 | 63 | 2038 | 164000 |  |  |  | 164000
75 | 63 | 2038 | 163200 |  |  |  | 163200
75 | 63 | 2038 | 51200 |  |  |  | 51200
75 | 63 | 2038 | 177600 |  |  |  | 177600
75 | 63 | 2038 | 20740 |  |  |  | 20740
75 | 63 | 2038 | 146080 |  |  |  | 146080
75 | 63 | 2038 | 20520 |  |  |  | 20520
75 | 63 | 2038 | 5002 |  |  |  | 5002
75 | 63 | 2038 | 90800 |  |  |  | 90800
75 | 63 | 2038 | 149880 |  |  |  | 149880
75 | 63 | 2038 | 114960 |  |  |  | 114960
75 | 63 | 2038 | 102400 |  |  |  | 102400
75 | 63 | 2038 | 95600 |  |  |  | 95600
75 | 63 | 2038 | 36600 |  |  |  | 36600
75 | 63 | 2038 | 49200 |  |  |  | 49200
75 | 63 | 2038 | 61600 |  |  |  | 61600
75 | 63 | 2038 | 58000 |  |  |  | 58000
75 | 63 | 2038 | 120000 |  |  |  | 120000
75 | 63 | 2038 | 28800 |  |  |  | 28800
75 | 63 | 2038 | 120000 |  |  |  | 120000
75 | 63 | 2038 | 63200 |  |  |  | 63200
75 | 63 | 2038 | 47824 |  |  |  | 47824
75 | 63 | 2038 | 62800 |  |  |  | 62800
75 | 63 | 2038 | 121600 |  |  |  | 121600
75 | 63 | 2038 | 58800 |  |  |  | 58800
75 | 63 | 2038 | 9200 |  |  |  | 9200
75 | 63 | 2038 | 80400 |  |  |  | 80400
75 | 63 | 2038 | 102400 |  |  |  | 102400
75 | 63 | 2038 | 54000 |  |  |  | 54000
75 | 63 | 2038 | 30622 |  |  |  | 30622
75 | 63 | 2038 | 198400 |  |  |  | 198400
75 | 63 | 2038 | 120000 |  |  |  | 120000
75 | 63 | 2038 | 16775 |  |  |  | 16775
75 | 63 | 2038 | 24644 |  |  |  | 24644
75 | 63 | 2038 | 29890 |  |  |  | 29890
75 | 63 | 2038 | 100000 |  |  |  | 100000
75 | 63 | 2038 | 160000 |  |  |  | 160000
75 | 63 | 2038 | 160000 |  |  |  | 160000
75 | 63 | 2038 | 152800 |  |  |  | 152800
75 | 63 | 2038 | 152000 |  |  |  | 152000
75 | 63 | 2038 | 51240 |  |  |  | 51240
75 | 63 | 2038 | 94800 |  |  |  | 94800
75 | 63 | 2038 | 72285 |  |  |  | 72285
75 | 63 | 2038 | 73200 |  |  |  | 73200
75 | 63 | 2038 | 71200 |  |  |  | 71200
75 | 63 | 2038 | 152800 |  |  |  | 152800
75 | 63 | 2038 | 141760 |  |  |  | 141760
75 | 63 | 2038 | 128800 |  |  |  | 128800
75 | 63 | 2038 | 164000 |  |  |  | 164000
75 | 63 | 2038 | 66400 |  |  |  | 66400
75 | 63 | 2038 | 100400 |  |  |  | 100400
75 | 63 | 2038 | 73200 |  |  |  | 73200
75 | 63 | 2038 | 75030 |  |  |  | 75030
75 | 63 | 2038 | 38400 |  |  |  | 38400
75 | 63 | 2038 | 131600 |  |  |  | 131600
75 | 63 | 2038 | 10980 |  |  |  | 10980
75 | 63 | 2038 | 7076 |  |  |  | 7076
75 | 63 | 2038 | 38125 |  |  |  | 38125
75 | 63 | 2038 | 38582.5 |  |  |  | 38582.5
75 | 63 | 2038 | 87600 |  |  |  | 87600
75 | 63 | 2038 | 126400 |  |  |  | 126400
75 | 63 | 2038 | 186400 |  |  |  | 186400
75 | 63 | 2038 | 98000 |  |  |  | 98000
75 | 63 | 2038 | 53436 |  |  |  | 53436
75 | 63 | 2038 | 64233 |  |  |  | 64233
75 | 63 | 2038 | 64599 |  |  |  | 64599
75 | 63 | 2038 | 84400 |  |  |  | 84400
75 | 63 | 2038 | 60024 |  |  |  | 60024
75 | 63 | 2038 | 14091 |  |  |  | 14091
75 | 63 | 2038 | 72285 |  |  |  | 72285
75 | 63 | 2038 | 81984 |  |  |  | 81984
75 | 63 | 2038 | 36000 |  |  |  | 36000
75 | 63 | 2038 | 116000 |  |  |  | 116000
75 | 63 | 2038 | 47200 |  |  |  | 47200
75 | 63 | 2038 | 72102 |  |  |  | 72102
75 | 63 | 2038 | 42000 |  |  |  | 42000
75 | 63 | 2038 | 138400 |  |  |  | 138400
75 | 63 | 2038 | 155600 |  |  |  | 155600
75 | 63 | 2038 | 80400 |  |  |  | 80400
75 | 63 | 2038 | 119200 |  |  |  | 119200
75 | 63 | 2038 | 118000 |  |  |  | 118000
75 | 63 | 2038 | 122000 |  |  |  | 122000
75 | 63 | 2038 | 70000 |  |  |  | 70000
75 | 63 | 2038 | 10492 |  |  |  | 10492
75 | 63 | 2038 | 199200 |  |  |  | 199200
75 | 63 | 2038 | 16226 |  |  |  | 16226
75 | 63 | 2038 | 218400 |  |  |  | 218400
75 | 63 | 2038 | 38430 |  |  |  | 38430
75 | 63 | 2038 | 23790 |  |  |  | 23790
75 | 63 | 2038 | 95526 |  |  |  | 95526
75 | 63 | 2038 | 3660 |  |  |  | 3660
75 | 63 | 2038 | 11224 |  |  |  | 11224
75 | 63 | 2038 | 74481 |  |  |  | 74481
75 | 63 | 2038 | 25620 |  |  |  | 25620
75 | 63 | 2038 | 43920 |  |  |  | 43920
75 | 63 | 2038 | 47580 |  |  |  | 47580
75 | 63 | 2038 | 84400 |  |  |  | 84400
75 | 63 | 2038 | 230400 |  |  |  | 230400
75 | 63 | 2038 | 36600 |  |  |  | 36600
75 | 63 | 2038 | 38125 |  |  |  | 38125
75 | 63 | 2038 | 37362.5 |  |  |  | 37362.5
75 | 63 | 2038 | 34526 |  |  |  | 34526
75 | 63 | 2038 | 100000 |  |  |  | 100000
75 | 63 | 2038 | 140000 |  |  |  | 140000
75 | 63 | 2038 | 158000 |  |  |  | 158000
75 | 63 | 2038 | 198400 |  |  |  | 198400
75 | 63 | 2038 | 50325 |  |  |  | 50325
75 | 63 | 2038 | 137600 |  |  |  | 137600
75 | 63 | 2038 | 78232.5 |  |  |  | 78232.5
75 | 63 | 2038 | 39802.5 |  |  |  | 39802.5
75 | 63 | 2038 | 60237.5 |  |  |  | 60237.5
75 | 63 | 2038 | 24095 |  |  |  | 24095
75 | 63 | 2038 | 126400 |  |  |  | 126400
75 | 63 | 2038 | 67557.5 |  |  |  | 67557.5
75 | 63 | 2038 | 26382.5 |  |  |  | 26382.5
75 | 63 | 2038 | 27450 |  |  |  | 27450
75 | 63 | 2038 | 46726 |  |  |  | 46726
75 | 63 | 2038 | 24400 |  |  |  | 24400
75 | 63 | 2038 | 47458 |  |  |  | 47458
75 | 63 | 2038 | 54900 |  |  |  | 54900
75 | 63 | 2038 | 21350 |  |  |  | 21350
75 | 63 | 2038 | 132800 |  |  |  | 132800
75 | 63 | 2038 | 194000 |  |  |  | 194000
75 | 63 | 2038 | 36600 |  |  |  | 36600
75 | 63 | 2038 | 46665 |  |  |  | 46665
75 | 63 | 2038 | 48800 |  |  |  | 48800
75 | 63 | 2038 | 65880 |  |  |  | 65880
75 | 63 | 2038 | 48568.2 |  |  |  | 48568.2
75 | 63 | 2038 | 39162 |  |  |  | 39162
75 | 63 | 2038 | 160000 |  |  |  | 160000
75 | 63 | 2038 | 160000 |  |  |  | 160000
75 | 63 | 2038 | 160000 |  |  |  | 160000
75 | 63 | 2038 | 160000 |  |  |  | 160000
75 | 63 | 2038 | 160000 |  |  |  | 160000
75 | 63 | 2038 | 95200 |  |  |  | 95200
75 | 63 | 2038 | 160000 |  |  |  | 160000
75 | 63 | 2038 | 196000 |  |  |  | 196000
75 | 63 | 2038 | 78000 |  |  |  | 78000
75 | 63 | 2038 | 120000 |  |  |  | 120000
75 | 63 | 2038 | 60000 |  |  |  | 60000
75 | 63 | 2038 | 100000 |  |  |  | 100000
75 | 63 | 2038 | 41175 |  |  |  | 41175
75 | 63 | 2038 | 39040 |  |  |  | 39040
75 | 63 | 2038 | 120000 |  |  |  | 120000
75 | 63 | 2038 | 160000 |  |  |  | 160000
75 | 63 | 2038 | 160000 |  |  |  | 160000
75 | 63 | 2038 | 160000 |  |  |  | 160000
75 | 63 | 2038 | 160000 |  |  |  | 160000
75 | 63 | 2038 | 177200 |  |  |  | 177200
75 | 63 | 2038 | 160800 |  |  |  | 160800
75 | 63 | 2038 | 73566 |  |  |  | 73566
75 | 63 | 2038 | 8235 |  |  |  | 8235
75 | 63 | 2038 | 160400 |  |  |  | 160400
75 | 63 | 2038 | 80000 |  |  |  | 80000
75 | 63 | 2038 | 108000 |  |  |  | 108000
75 | 63 | 2038 | 105200 |  |  |  | 105200
75 | 63 | 2038 | 137600 |  |  |  | 137600
75 | 63 | 2038 | 140800 |  |  |  | 140800
75 | 63 | 2038 | 148000 |  |  |  | 148000
75 | 63 | 2038 | 31200 |  |  |  | 31200
75 | 63 | 2038 | 146000 |  |  |  | 146000
75 | 63 | 2038 | 122000 |  |  |  | 122000
75 | 63 | 2038 | 100000 |  |  |  | 100000
75 | 63 | 2038 | 43920 |  |  |  | 43920
75 | 63 | 2038 | 49410 |  |  |  | 49410
75 | 63 | 2038 | 30500 |  |  |  | 30500
75 | 63 | 2038 | 29646 |  |  |  | 29646
75 | 63 | 2038 | 138000 |  |  |  | 138000
75 | 63 | 2038 | 122800 |  |  |  | 122800
75 | 63 | 2038 | 136000 |  |  |  | 136000
75 | 63 | 2038 | 141200 |  |  |  | 141200
75 | 63 | 2038 | 3660 |  |  |  | 3660
75 | 63 | 2038 | 28914 |  |  |  | 28914
75 | 63 | 2038 | 2074 |  |  |  | 2074
75 | 63 | 2038 | 34770 |  |  |  | 34770
75 | 63 | 2038 | 14884 |  |  |  | 14884
75 | 63 | 2038 | 160000 |  |  |  | 160000
75 | 63 | 2038 | 154000 |  |  |  | 154000
75 | 63 | 2038 | 89212.5 |  |  |  | 89212.5
75 | 63 | 2038 | 86000 |  |  |  | 86000
75 | 63 | 2038 | 51850 |  |  |  | 51850
75 | 63 | 2038 | 19642 |  |  |  | 19642
75 | 63 | 2038 | 37576 |  |  |  | 37576
75 | 63 | 2038 | 18422 |  |  |  | 18422
75 | 63 | 2038 | 50264 |  |  |  | 50264
75 | 63 | 2038 | 42700 |  |  |  | 42700
75 | 63 | 2038 | 16317.5 |  |  |  | 16317.5
75 | 63 | 2038 | 72000 |  |  |  | 72000
75 | 63 | 2038 | 165600 |  |  |  | 165600
75 | 63 | 2038 | 17324 |  |  |  | 17324
75 | 63 | 2038 | 28670 |  |  |  | 28670
75 | 63 | 2038 | 88000 |  |  |  | 88000
75 | 63 | 2038 | 108000 |  |  |  | 108000
75 | 63 | 2038 | 16775 |  |  |  | 16775
75 | 63 | 2038 | 6466 |  |  |  | 6466
75 | 63 | 2038 | 21838 |  |  |  | 21838
75 | 63 | 2038 | 40800 |  |  |  | 40800
75 | 63 | 2038 | 55449 |  |  |  | 55449
75 | 63 | 2038 | 51240 |  |  |  | 51240
75 | 63 | 2038 | 78000 |  |  |  | 78000
75 | 63 | 2038 | 198000 |  |  |  | 198000
75 | 63 | 2038 | 181200 |  |  |  | 181200
75 | 63 | 2038 | 150400 |  |  |  | 150400
75 | 63 | 2038 | 19200 |  |  |  | 19200
75 | 63 | 2038 | 178000 |  |  |  | 178000
75 | 63 | 2038 | 178000 |  |  |  | 178000
75 | 63 | 2038 | 76800 |  |  |  | 76800
75 | 63 | 2038 | 210400 |  |  |  | 210400
75 | 63 | 2038 | 60000 |  |  |  | 60000
75 | 63 | 2038 | 35685 |  |  |  | 35685
75 | 63 | 2038 | 34465 |  |  |  | 34465
75 | 63 | 2038 | 40412.5 |  |  |  | 40412.5
75 | 63 | 2038 | 80000 |  |  |  | 80000
75 | 63 | 2038 | 157200 |  |  |  | 157200
75 | 63 | 2038 | 144400 |  |  |  | 144400
75 | 63 | 2038 | 148000 |  |  |  | 148000
75 | 63 | 2038 | 134000 |  |  |  | 134000
75 | 63 | 2038 | 120000 |  |  |  | 120000
75 | 63 | 2038 | 80000 |  |  |  | 80000
75 | 63 | 2038 | 42700 |  |  |  | 42700
75 | 63 | 2038 | 154800 |  |  |  | 154800
75 | 63 | 2038 | 118400 |  |  |  | 118400
75 | 63 | 2038 | 128800 |  |  |  | 128800
75 | 63 | 2038 | 166800 |  |  |  | 166800
75 | 63 | 2038 | 64800 |  |  |  | 64800
75 | 63 | 2038 | 70400 |  |  |  | 70400
75 | 63 | 2038 | 108800 |  |  |  | 108800
75 | 63 | 2038 | 84600 |  |  |  | 84600
75 | 63 | 2038 | 78000 |  |  |  | 78000
75 | 63 | 2038 | 120000 |  |  |  | 120000
75 | 63 | 2038 | 50800 |  |  |  | 50800
75 | 63 | 2038 | 156000 |  |  |  | 156000
75 | 63 | 2038 | 194000 |  |  |  | 194000
75 | 63 | 2038 | 48000 |  |  |  | 48000
75 | 63 | 2038 | 32000 |  |  |  | 32000
75 | 63 | 2038 | 12000 |  |  |  | 12000
75 | 62 | 2039 | 53802 |  |  |  | 53802
75 | 62 | 2039 | 132135.15 |  |  |  | 132135.15
75 | 62 | 2039 | 6039 |  |  |  | 6039
75 | 62 | 2039 | 42000 |  |  |  | 42000
75 | 62 | 2039 | 54900 |  |  |  | 54900
75 | 62 | 2039 | 8540 |  |  |  | 8540
75 | 62 | 2039 | 2000 |  |  |  | 2000
75 | 62 | 2039 | 24247.5 |  |  |  | 24247.5
75 | 62 | 2039 | 42242.5 |  |  |  | 42242.5
75 | 62 | 2039 | 33855 |  |  |  | 33855
75 | 62 | 2039 | 19764 |  |  |  | 19764
75 | 62 | 2039 | 59932.5 |  |  |  | 59932.5
75 | 62 | 2039 | 53680 |  |  |  | 53680
75 | 62 | 2039 | 45750 |  |  |  | 45750
75 | 62 | 2039 | 38887.5 |  |  |  | 38887.5
75 | 62 | 2039 | 45750 |  |  |  | 45750
75 | 62 | 2039 | 47275 |  |  |  | 47275
75 | 62 | 2039 | 49410 |  |  |  | 49410
75 | 62 | 2039 | 62220 |  |  |  | 62220
75 | 62 | 2039 | 54442.5 |  |  |  | 54442.5
75 | 62 | 2039 | 36752.5 |  |  |  | 36752.5
75 | 62 | 2039 | 61000 |  |  |  | 61000
75 | 62 | 2039 | 38125 |  |  |  | 38125
75 | 62 | 2039 | 38125 |  |  |  | 38125
75 | 62 | 2039 | 7930 |  |  |  | 7930
75 | 62 | 2039 | 5337.5 |  |  |  | 5337.5
75 | 62 | 2039 | 17537.5 |  |  |  | 17537.5
75 | 62 | 2039 | 20587.5 |  |  |  | 20587.5
75 | 62 | 2039 | 28593.75 |  |  |  | 28593.75
75 | 62 | 2039 | 128466 |  |  |  | 128466
75 | 62 | 2039 | 113917.5 |  |  |  | 113917.5
75 | 62 | 2039 | 122610 |  |  |  | 122610
75 | 62 | 2039 | 146400 |  |  |  | 146400
75 | 62 | 2039 | 113826 |  |  |  | 113826
75 | 62 | 2039 | 140910 |  |  |  | 140910
75 | 62 | 2039 | 128100 |  |  |  | 128100
75 | 62 | 2039 | 140910 |  |  |  | 140910
75 | 62 | 2039 | 146400 |  |  |  | 146400
75 | 62 | 2039 | 154818 |  |  |  | 154818
75 | 62 | 2039 | 121512 |  |  |  | 121512
75 | 62 | 2039 | 148596 |  |  |  | 148596
75 | 62 | 2039 | 161040 |  |  |  | 161040
75 | 62 | 2039 | 185928 |  |  |  | 185928
75 | 62 | 2039 | 43188 |  |  |  | 43188
75 | 62 | 2039 | 120048 |  |  |  | 120048
75 | 62 | 2039 | 127734 |  |  |  | 127734
75 | 62 | 2039 | 146400 |  |  |  | 146400
75 | 62 | 2039 | 128420.25 |  |  |  | 128420.25
75 | 62 | 2039 | 126498.75 |  |  |  | 126498.75
75 | 62 | 2039 | 65010.75 |  |  |  | 65010.75
75 | 62 | 2039 | 125858.25 |  |  |  | 125858.25
75 | 62 | 2039 | 123936.75 |  |  |  | 123936.75
75 | 62 | 2039 | 129381 |  |  |  | 129381
75 | 62 | 2039 | 88709.25 |  |  |  | 88709.25
75 | 62 | 2039 | 12489.75 |  |  |  | 12489.75
75 | 62 | 2039 | 160125 |  |  |  | 160125
75 | 62 | 2039 | 11529 |  |  |  | 11529
75 | 62 | 2039 | 136106.25 |  |  |  | 136106.25
75 | 62 | 2039 | 25620 |  |  |  | 25620
75 | 62 | 2039 | 134505 |  |  |  | 134505
75 | 62 | 2039 | 93330 |  |  |  | 93330
75 | 62 | 2039 | 92028.4125 |  |  |  | 92028.4125
75 | 62 | 2039 | 89722.6125 |  |  |  | 89722.6125
75 | 62 | 2039 | 60362.55 |  |  |  | 60362.55
75 | 62 | 2039 | 29952.525 |  |  |  | 29952.525
75 | 62 | 2039 | 68169.7875 |  |  |  | 68169.7875
75 | 62 | 2039 | 9836.25 |  |  |  | 9836.25
75 | 62 | 2039 | 94494.3375 |  |  |  | 94494.3375
75 | 62 | 2039 | 88695.525 |  |  |  | 88695.525
75 | 62 | 2039 | 14000 |  |  |  | 14000
75 | 62 | 2039 | 101847.125 |  |  |  | 101847.125
75 | 62 | 2039 | 60000 |  |  |  | 60000
75 | 62 | 2039 | 24000 |  |  |  | 24000
90 | 76 | 2040 | 45140 |  |  |  | 45140
75 | 61 | 2040 | 25620 |  |  |  | 25620
75 | 61 | 2040 | 6222 |  |  |  | 6222
75 | 61 | 2040 | 30744 |  |  |  | 30744
75 | 61 | 2040 | 30500 |  |  |  | 30500
75 | 61 | 2040 | 29036 |  |  |  | 29036
75 | 61 | 2040 | 42090 |  |  |  | 42090
75 | 61 | 2040 | 23103.75 |  |  |  | 23103.75
75 | 61 | 2040 | 85095 |  |  |  | 85095
75 | 61 | 2040 | 44835 |  |  |  | 44835
75 | 61 | 2040 | 45521.25 |  |  |  | 45521.25
75 | 61 | 2040 | 78461.25 |  |  |  | 78461.25
75 | 61 | 2040 | 71141.25 |  |  |  | 71141.25
75 | 61 | 2040 | 66108.75 |  |  |  | 66108.75
75 | 61 | 2040 | 51468.75 |  |  |  | 51468.75
75 | 61 | 2040 | 109800 |  |  |  | 109800
75 | 61 | 2040 | 89761.5 |  |  |  | 89761.5
75 | 61 | 2040 | 35685 |  |  |  | 35685
75 | 61 | 2040 | 78461.25 |  |  |  | 78461.25
75 | 61 | 2040 | 25848.75 |  |  |  | 25848.75
75 | 61 | 2040 | 68625 |  |  |  | 68625
75 | 61 | 2040 | 33306 |  |  |  | 33306
75 | 61 | 2040 | 132400 |  |  |  | 132400
75 | 61 | 2040 | 28400 |  |  |  | 28400
75 | 61 | 2040 | 127600 |  |  |  | 127600
75 | 61 | 2040 | 157600 |  |  |  | 157600
75 | 61 | 2040 | 144800 |  |  |  | 144800
75 | 61 | 2040 | 142400 |  |  |  | 142400
75 | 61 | 2040 | 22400 |  |  |  | 22400
75 | 61 | 2040 | 74400 |  |  |  | 74400
75 | 61 | 2040 | 166000 |  |  |  | 166000
75 | 61 | 2040 | 24400 |  |  |  | 24400
75 | 61 | 2040 | 38308 |  |  |  | 38308
75 | 61 | 2040 | 38674 |  |  |  | 38674
75 | 61 | 2040 | 36600 |  |  |  | 36600
75 | 61 | 2040 | 48190 |  |  |  | 48190
75 | 61 | 2040 | 30988 |  |  |  | 30988
75 | 61 | 2040 | 25498 |  |  |  | 25498
75 | 61 | 2040 | 18666 |  |  |  | 18666
75 | 61 | 2040 | 27694 |  |  |  | 27694
75 | 61 | 2040 | 19764 |  |  |  | 19764
75 | 61 | 2040 | 17324 |  |  |  | 17324
75 | 61 | 2040 | 36600 |  |  |  | 36600
75 | 61 | 2040 | 5246 |  |  |  | 5246
75 | 61 | 2040 | 39162 |  |  |  | 39162
75 | 61 | 2040 | 39528 |  |  |  | 39528
75 | 61 | 2040 | 38800 |  |  |  | 38800
75 | 61 | 2040 | 160000 |  |  |  | 160000
75 | 61 | 2040 | 26809.5 |  |  |  | 26809.5
75 | 61 | 2040 | 39711 |  |  |  | 39711
75 | 61 | 2040 | 59658 |  |  |  | 59658
75 | 61 | 2040 | 112800 |  |  |  | 112800
75 | 61 | 2040 | 51240 |  |  |  | 51240
75 | 61 | 2040 | 9272 |  |  |  | 9272
75 | 61 | 2040 | 73749 |  |  |  | 73749
75 | 61 | 2040 | 108800 |  |  |  | 108800
75 | 61 | 2040 | 141600 |  |  |  | 141600
75 | 61 | 2040 | 34648 |  |  |  | 34648
75 | 61 | 2040 | 56800 |  |  |  | 56800
75 | 61 | 2040 | 54800 |  |  |  | 54800
75 | 61 | 2040 | 152000 |  |  |  | 152000
75 | 61 | 2040 | 136800 |  |  |  | 136800
75 | 61 | 2040 | 165200 |  |  |  | 165200
75 | 61 | 2040 | 161200 |  |  |  | 161200
75 | 61 | 2040 | 156000 |  |  |  | 156000
75 | 61 | 2040 | 133600 |  |  |  | 133600
75 | 61 | 2040 | 114400 |  |  |  | 114400
75 | 61 | 2040 | 63135 |  |  |  | 63135
75 | 61 | 2040 | 60085 |  |  |  | 60085
75 | 61 | 2040 | 160000 |  |  |  | 160000
75 | 61 | 2040 | 34007.5 |  |  |  | 34007.5
75 | 61 | 2040 | 59475 |  |  |  | 59475
75 | 61 | 2040 | 54717 |  |  |  | 54717
75 | 61 | 2040 | 121600 |  |  |  | 121600
75 | 61 | 2040 | 156400 |  |  |  | 156400
75 | 61 | 2040 | 46800 |  |  |  | 46800
75 | 61 | 2040 | 30500 |  |  |  | 30500
75 | 61 | 2040 | 30500 |  |  |  | 30500
75 | 61 | 2040 | 68400 |  |  |  | 68400
75 | 61 | 2040 | 68400 |  |  |  | 68400
75 | 61 | 2040 | 57200 |  |  |  | 57200
75 | 61 | 2040 | 46604 |  |  |  | 46604
75 | 61 | 2040 | 36844 |  |  |  | 36844
75 | 61 | 2040 | 28060 |  |  |  | 28060
75 | 61 | 2040 | 36478 |  |  |  | 36478
75 | 61 | 2040 | 35502 |  |  |  | 35502
75 | 61 | 2040 | 134800 |  |  |  | 134800
75 | 61 | 2040 | 129200 |  |  |  | 129200
75 | 61 | 2040 | 47200 |  |  |  | 47200
75 | 61 | 2040 | 110800 |  |  |  | 110800
75 | 61 | 2040 | 108000 |  |  |  | 108000
75 | 61 | 2040 | 109200 |  |  |  | 109200
75 | 61 | 2040 | 34160 |  |  |  | 34160
75 | 61 | 2040 | 157600 |  |  |  | 157600
75 | 61 | 2040 | 48400 |  |  |  | 48400
75 | 61 | 2040 | 48800 |  |  |  | 48800
75 | 61 | 2040 | 157200 |  |  |  | 157200
75 | 61 | 2040 | 94800 |  |  |  | 94800
75 | 61 | 2040 | 150400 |  |  |  | 150400
75 | 61 | 2040 | 132400 |  |  |  | 132400
75 | 61 | 2040 | 69200 |  |  |  | 69200
75 | 61 | 2040 | 157200 |  |  |  | 157200
75 | 61 | 2040 | 87200 |  |  |  | 87200
75 | 61 | 2040 | 122000 |  |  |  | 122000
75 | 61 | 2040 | 124800 |  |  |  | 124800
75 | 61 | 2040 | 44800 |  |  |  | 44800
75 | 61 | 2040 | 142400 |  |  |  | 142400
75 | 61 | 2040 | 156400 |  |  |  | 156400
75 | 61 | 2040 | 122800 |  |  |  | 122800
75 | 61 | 2040 | 140000 |  |  |  | 140000
75 | 61 | 2040 | 170400 |  |  |  | 170400
75 | 61 | 2040 | 108800 |  |  |  | 108800
75 | 61 | 2040 | 116000 |  |  |  | 116000
75 | 61 | 2040 | 61600 |  |  |  | 61600
75 | 61 | 2040 | 136000 |  |  |  | 136000
75 | 61 | 2040 | 80000 |  |  |  | 80000
75 | 61 | 2040 | 36800 |  |  |  | 36800
75 | 61 | 2040 | 136000 |  |  |  | 136000
75 | 61 | 2040 | 156000 |  |  |  | 156000
75 | 61 | 2040 | 121600 |  |  |  | 121600
75 | 61 | 2040 | 155200 |  |  |  | 155200
75 | 61 | 2040 | 49200 |  |  |  | 49200
75 | 61 | 2040 | 161200 |  |  |  | 161200
75 | 61 | 2040 | 137200 |  |  |  | 137200
75 | 61 | 2040 | 155200 |  |  |  | 155200
75 | 61 | 2040 | 104000 |  |  |  | 104000
75 | 61 | 2040 | 132800 |  |  |  | 132800
75 | 61 | 2040 | 117600 |  |  |  | 117600
75 | 61 | 2040 | 61600 |  |  |  | 61600
75 | 61 | 2040 | 66000 |  |  |  | 66000
75 | 61 | 2040 | 122800 |  |  |  | 122800
75 | 61 | 2040 | 133600 |  |  |  | 133600
75 | 61 | 2040 | 161600 |  |  |  | 161600
75 | 61 | 2040 | 158400 |  |  |  | 158400
75 | 61 | 2040 | 122800 |  |  |  | 122800
75 | 61 | 2040 | 133200 |  |  |  | 133200
75 | 61 | 2040 | 125600 |  |  |  | 125600
75 | 61 | 2040 | 115200 |  |  |  | 115200
75 | 61 | 2040 | 130800 |  |  |  | 130800
75 | 61 | 2040 | 160000 |  |  |  | 160000
75 | 61 | 2040 | 113200 |  |  |  | 113200
75 | 61 | 2040 | 99200 |  |  |  | 99200
75 | 61 | 2040 | 164400 |  |  |  | 164400
75 | 61 | 2040 | 98400 |  |  |  | 98400
75 | 61 | 2040 | 92800 |  |  |  | 92800
75 | 61 | 2040 | 45600 |  |  |  | 45600
75 | 61 | 2040 | 86000 |  |  |  | 86000
75 | 61 | 2040 | 172800 |  |  |  | 172800
75 | 61 | 2040 | 120000 |  |  |  | 120000
75 | 61 | 2040 | 129600 |  |  |  | 129600
75 | 61 | 2040 | 108400 |  |  |  | 108400
75 | 61 | 2040 | 39200 |  |  |  | 39200
75 | 61 | 2040 | 69600 |  |  |  | 69600
75 | 61 | 2040 | 44000 |  |  |  | 44000
75 | 61 | 2040 | 46000 |  |  |  | 46000
75 | 61 | 2040 | 162000 |  |  |  | 162000
75 | 61 | 2040 | 46207.5 |  |  |  | 46207.5
75 | 61 | 2040 | 49410 |  |  |  | 49410
75 | 61 | 2040 | 59627.5 |  |  |  | 59627.5
75 | 61 | 2040 | 127200 |  |  |  | 127200
75 | 61 | 2040 | 45750 |  |  |  | 45750
75 | 61 | 2040 | 46726 |  |  |  | 46726
75 | 61 | 2040 | 32482.5 |  |  |  | 32482.5
75 | 61 | 2040 | 58712.5 |  |  |  | 58712.5
75 | 61 | 2040 | 53375 |  |  |  | 53375
75 | 61 | 2040 | 52155 |  |  |  | 52155
75 | 61 | 2040 | 36600 |  |  |  | 36600
75 | 61 | 2040 | 33672 |  |  |  | 33672
75 | 61 | 2040 | 36800 |  |  |  | 36800
75 | 61 | 2040 | 178400 |  |  |  | 178400
75 | 61 | 2040 | 33794 |  |  |  | 33794
75 | 61 | 2040 | 11834 |  |  |  | 11834
75 | 61 | 2040 | 32000 |  |  |  | 32000
75 | 61 | 2040 | 98800 |  |  |  | 98800
75 | 61 | 2040 | 106000 |  |  |  | 106000
75 | 61 | 2040 | 98400 |  |  |  | 98400
75 | 61 | 2040 | 126400 |  |  |  | 126400
75 | 61 | 2040 | 40748 |  |  |  | 40748
75 | 61 | 2040 | 4026 |  |  |  | 4026
75 | 61 | 2040 | 51200 |  |  |  | 51200
75 | 61 | 2040 | 32452 |  |  |  | 32452
75 | 61 | 2040 | 154400 |  |  |  | 154400
75 | 61 | 2040 | 48800 |  |  |  | 48800
75 | 61 | 2040 | 37600 |  |  |  | 37600
75 | 61 | 2040 | 34160 |  |  |  | 34160
75 | 61 | 2040 | 36600 |  |  |  | 36600
75 | 61 | 2040 | 36112 |  |  |  | 36112
75 | 61 | 2040 | 83200 |  |  |  | 83200
75 | 61 | 2040 | 157600 |  |  |  | 157600
75 | 61 | 2040 | 79200 |  |  |  | 79200
75 | 61 | 2040 | 90800 |  |  |  | 90800
75 | 61 | 2040 | 115600 |  |  |  | 115600
75 | 61 | 2040 | 30000 |  |  |  | 30000
75 | 61 | 2040 | 128800 |  |  |  | 128800
75 | 61 | 2040 | 153600 |  |  |  | 153600
75 | 61 | 2040 | 142000 |  |  |  | 142000
75 | 61 | 2040 | 42000 |  |  |  | 42000
75 | 61 | 2040 | 132400 |  |  |  | 132400
75 | 61 | 2040 | 156000 |  |  |  | 156000
75 | 61 | 2040 | 170080 |  |  |  | 170080
75 | 61 | 2040 | 67710 |  |  |  | 67710
75 | 61 | 2040 | 43005 |  |  |  | 43005
75 | 61 | 2040 | 144000 |  |  |  | 144000
75 | 61 | 2040 | 104800 |  |  |  | 104800
75 | 61 | 2040 | 64800 |  |  |  | 64800
75 | 61 | 2040 | 96400 |  |  |  | 96400
75 | 61 | 2040 | 100000 |  |  |  | 100000
75 | 61 | 2040 | 151600 |  |  |  | 151600
75 | 61 | 2040 | 70000 |  |  |  | 70000
75 | 61 | 2040 | 40000 |  |  |  | 40000
75 | 61 | 2040 | 93000 |  |  |  | 93000
75 | 61 | 2040 | 111200 |  |  |  | 111200
75 | 61 | 2040 | 31200 |  |  |  | 31200
75 | 61 | 2040 | 66400 |  |  |  | 66400
75 | 61 | 2040 | 158400 |  |  |  | 158400
75 | 61 | 2040 | 114000 |  |  |  | 114000
75 | 61 | 2040 | 146000 |  |  |  | 146000
75 | 61 | 2040 | 162400 |  |  |  | 162400
75 | 61 | 2040 | 101600 |  |  |  | 101600
75 | 61 | 2040 | 132800 |  |  |  | 132800
75 | 61 | 2040 | 82400 |  |  |  | 82400
75 | 61 | 2040 | 111600 |  |  |  | 111600
75 | 61 | 2040 | 160400 |  |  |  | 160400
75 | 61 | 2040 | 159600 |  |  |  | 159600
75 | 61 | 2040 | 148800 |  |  |  | 148800
75 | 61 | 2040 | 130000 |  |  |  | 130000
75 | 61 | 2040 | 137600 |  |  |  | 137600
75 | 61 | 2040 | 68625 |  |  |  | 68625
75 | 61 | 2040 | 68396.25 |  |  |  | 68396.25
75 | 61 | 2040 | 34312.5 |  |  |  | 34312.5
75 | 61 | 2040 | 86467.5 |  |  |  | 86467.5
75 | 61 | 2040 | 52000 |  |  |  | 52000
75 | 61 | 2040 | 78800 |  |  |  | 78800
75 | 61 | 2040 | 87611.25 |  |  |  | 87611.25
75 | 61 | 2040 | 64050 |  |  |  | 64050
75 | 61 | 2040 | 90585 |  |  |  | 90585
75 | 61 | 2040 | 131600 |  |  |  | 131600
75 | 61 | 2040 | 57873.75 |  |  |  | 57873.75
75 | 61 | 2040 | 56730 |  |  |  | 56730
75 | 61 | 2040 | 21228 |  |  |  | 21228
75 | 61 | 2040 | 160000 |  |  |  | 160000
75 | 61 | 2040 | 86400 |  |  |  | 86400
75 | 61 | 2040 | 48266.25 |  |  |  | 48266.25
75 | 61 | 2040 | 87611.25 |  |  |  | 87611.25
75 | 61 | 2040 | 94702.5 |  |  |  | 94702.5
75 | 61 | 2040 | 51697.5 |  |  |  | 51697.5
75 | 61 | 2040 | 42776.25 |  |  |  | 42776.25
75 | 61 | 2040 | 120400 |  |  |  | 120400
75 | 61 | 2040 | 160000 |  |  |  | 160000
75 | 61 | 2040 | 100400 |  |  |  | 100400
75 | 61 | 2040 | 128800 |  |  |  | 128800
75 | 61 | 2040 | 79200 |  |  |  | 79200
75 | 61 | 2040 | 94800 |  |  |  | 94800
75 | 61 | 2040 | 99200 |  |  |  | 99200
75 | 61 | 2040 | 101200 |  |  |  | 101200
75 | 61 | 2040 | 130400 |  |  |  | 130400
75 | 61 | 2040 | 138400 |  |  |  | 138400
75 | 61 | 2040 | 140000 |  |  |  | 140000
75 | 61 | 2040 | 76402.5 |  |  |  | 76402.5
75 | 61 | 2040 | 162400 |  |  |  | 162400
75 | 61 | 2040 | 158000 |  |  |  | 158000
75 | 61 | 2040 | 160000 |  |  |  | 160000
75 | 61 | 2040 | 160400 |  |  |  | 160400
75 | 61 | 2040 | 160000 |  |  |  | 160000
75 | 61 | 2040 | 95200 |  |  |  | 95200
75 | 61 | 2040 | 29768 |  |  |  | 29768
75 | 61 | 2040 | 144000 |  |  |  | 144000
75 | 61 | 2040 | 49410 |  |  |  | 49410
75 | 61 | 2040 | 39284 |  |  |  | 39284
75 | 61 | 2040 | 158800 |  |  |  | 158800
75 | 61 | 2040 | 142800 |  |  |  | 142800
75 | 61 | 2040 | 158400 |  |  |  | 158400
75 | 61 | 2040 | 170800 |  |  |  | 170800
75 | 61 | 2040 | 122400 |  |  |  | 122400
75 | 61 | 2040 | 39200 |  |  |  | 39200
75 | 61 | 2040 | 154000 |  |  |  | 154000
75 | 61 | 2040 | 112800 |  |  |  | 112800
75 | 61 | 2040 | 150800 |  |  |  | 150800
75 | 61 | 2040 | 170400 |  |  |  | 170400
75 | 61 | 2040 | 158400 |  |  |  | 158400
75 | 61 | 2040 | 157200 |  |  |  | 157200
75 | 61 | 2040 | 139200 |  |  |  | 139200
75 | 61 | 2040 | 62400 |  |  |  | 62400
75 | 61 | 2040 | 36000 |  |  |  | 36000
75 | 61 | 2040 | 161600 |  |  |  | 161600
75 | 61 | 2040 | 23058 |  |  |  | 23058
75 | 61 | 2040 | 33550 |  |  |  | 33550
75 | 61 | 2040 | 133200 |  |  |  | 133200
75 | 61 | 2040 | 28365 |  |  |  | 28365
75 | 61 | 2040 | 37057.5 |  |  |  | 37057.5
75 | 61 | 2040 | 149600 |  |  |  | 149600
75 | 61 | 2040 | 108400 |  |  |  | 108400
75 | 61 | 2040 | 105600 |  |  |  | 105600
75 | 61 | 2040 | 46400 |  |  |  | 46400
75 | 61 | 2040 | 88000 |  |  |  | 88000
75 | 61 | 2040 | 17600 |  |  |  | 17600
75 | 61 | 2040 | 142000 |  |  |  | 142000
75 | 61 | 2040 | 69600 |  |  |  | 69600
75 | 61 | 2040 | 99200 |  |  |  | 99200
75 | 61 | 2040 | 160000 |  |  |  | 160000
75 | 61 | 2040 | 155200 |  |  |  | 155200
75 | 61 | 2040 | 160000 |  |  |  | 160000
75 | 61 | 2040 | 101600 |  |  |  | 101600
75 | 61 | 2040 | 132400 |  |  |  | 132400
75 | 61 | 2040 | 98000 |  |  |  | 98000
75 | 61 | 2040 | 80400 |  |  |  | 80400
75 | 61 | 2040 | 86000 |  |  |  | 86000
75 | 61 | 2040 | 158000 |  |  |  | 158000
75 | 61 | 2040 | 160000 |  |  |  | 160000
75 | 61 | 2040 | 164800 |  |  |  | 164800
75 | 61 | 2040 | 129200 |  |  |  | 129200
75 | 61 | 2040 | 80800 |  |  |  | 80800
75 | 61 | 2040 | 99200 |  |  |  | 99200
75 | 61 | 2040 | 160000 |  |  |  | 160000
75 | 61 | 2040 | 114800 |  |  |  | 114800
75 | 61 | 2040 | 150000 |  |  |  | 150000
75 | 61 | 2040 | 55600 |  |  |  | 55600
75 | 61 | 2040 | 95200 |  |  |  | 95200
75 | 61 | 2040 | 97600 |  |  |  | 97600
75 | 61 | 2040 | 42400 |  |  |  | 42400
75 | 61 | 2040 | 57200 |  |  |  | 57200
75 | 61 | 2040 | 96400 |  |  |  | 96400
75 | 61 | 2040 | 140400 |  |  |  | 140400
75 | 61 | 2040 | 72400 |  |  |  | 72400
75 | 61 | 2040 | 11132.5 |  |  |  | 11132.5
75 | 61 | 2040 | 56000 |  |  |  | 56000
75 | 61 | 2040 | 84400 |  |  |  | 84400
75 | 61 | 2040 | 89600 |  |  |  | 89600
75 | 61 | 2040 | 33550 |  |  |  | 33550
75 | 61 | 2040 | 23180 |  |  |  | 23180
75 | 61 | 2040 | 48800 |  |  |  | 48800
75 | 61 | 2040 | 148400 |  |  |  | 148400
75 | 61 | 2040 | 110000 |  |  |  | 110000
75 | 61 | 2040 | 23790 |  |  |  | 23790
75 | 61 | 2040 | 39040 |  |  |  | 39040
75 | 61 | 2040 | 15982 |  |  |  | 15982
75 | 61 | 2040 | 36600 |  |  |  | 36600
75 | 61 | 2040 | 75600 |  |  |  | 75600
75 | 61 | 2040 | 104000 |  |  |  | 104000
75 | 61 | 2040 | 83600 |  |  |  | 83600
75 | 61 | 2040 | 103600 |  |  |  | 103600
75 | 61 | 2040 | 85600 |  |  |  | 85600
75 | 61 | 2040 | 104000 |  |  |  | 104000
75 | 61 | 2040 | 80000 |  |  |  | 80000
75 | 61 | 2040 | 37576 |  |  |  | 37576
75 | 61 | 2040 | 35258 |  |  |  | 35258
75 | 61 | 2040 | 142000 |  |  |  | 142000
75 | 61 | 2040 | 50020 |  |  |  | 50020
75 | 61 | 2040 | 147600 |  |  |  | 147600
75 | 61 | 2040 | 30500 |  |  |  | 30500
75 | 61 | 2040 | 43066 |  |  |  | 43066
75 | 61 | 2040 | 36722 |  |  |  | 36722
75 | 61 | 2040 | 36356 |  |  |  | 36356
75 | 61 | 2040 | 105200 |  |  |  | 105200
75 | 61 | 2040 | 101600 |  |  |  | 101600
75 | 61 | 2040 | 117600 |  |  |  | 117600
75 | 61 | 2040 | 45200 |  |  |  | 45200
75 | 61 | 2040 | 173600 |  |  |  | 173600
75 | 61 | 2040 | 23200 |  |  |  | 23200
75 | 61 | 2040 | 74000 |  |  |  | 74000
75 | 61 | 2040 | 141200 |  |  |  | 141200
75 | 61 | 2040 | 113200 |  |  |  | 113200
75 | 61 | 2040 | 10000 |  |  |  | 10000
75 | 61 | 2040 | 46800 |  |  |  | 46800
75 | 61 | 2040 | 146000 |  |  |  | 146000
75 | 61 | 2040 | 160800 |  |  |  | 160800
75 | 61 | 2040 | 149200 |  |  |  | 149200
75 | 61 | 2040 | 160400 |  |  |  | 160400
75 | 61 | 2040 | 160000 |  |  |  | 160000
75 | 61 | 2040 | 150000 |  |  |  | 150000
75 | 61 | 2040 | 157600 |  |  |  | 157600
75 | 61 | 2040 | 84800 |  |  |  | 84800
75 | 61 | 2040 | 37942 |  |  |  | 37942
75 | 61 | 2040 | 81200 |  |  |  | 81200
75 | 61 | 2040 | 91200 |  |  |  | 91200
75 | 61 | 2040 | 94400 |  |  |  | 94400
75 | 61 | 2040 | 38800 |  |  |  | 38800
75 | 61 | 2040 | 84000 |  |  |  | 84000
75 | 61 | 2040 | 27938 |  |  |  | 27938
75 | 61 | 2040 | 140000 |  |  |  | 140000
75 | 61 | 2040 | 114400 |  |  |  | 114400
75 | 61 | 2040 | 35502 |  |  |  | 35502
75 | 61 | 2040 | 35014 |  |  |  | 35014
75 | 61 | 2040 | 42334 |  |  |  | 42334
75 | 61 | 2040 | 16348 |  |  |  | 16348
75 | 61 | 2040 | 42700 |  |  |  | 42700
75 | 61 | 2040 | 41480 |  |  |  | 41480
75 | 61 | 2040 | 20618 |  |  |  | 20618
75 | 61 | 2040 | 42700 |  |  |  | 42700
75 | 61 | 2040 | 32940 |  |  |  | 32940
75 | 61 | 2040 | 31842 |  |  |  | 31842
75 | 61 | 2040 | 72400 |  |  |  | 72400
75 | 61 | 2040 | 36600 |  |  |  | 36600
75 | 61 | 2040 | 34404 |  |  |  | 34404
75 | 61 | 2040 | 48800 |  |  |  | 48800
75 | 61 | 2040 | 26840 |  |  |  | 26840
75 | 61 | 2040 | 36600 |  |  |  | 36600
75 | 61 | 2040 | 28548 |  |  |  | 28548
75 | 61 | 2040 | 37942 |  |  |  | 37942
75 | 61 | 2040 | 47336 |  |  |  | 47336
75 | 61 | 2040 | 17446 |  |  |  | 17446
75 | 61 | 2040 | 39284 |  |  |  | 39284
75 | 61 | 2040 | 45018 |  |  |  | 45018
75 | 61 | 2040 | 17690 |  |  |  | 17690
75 | 61 | 2040 | 48312 |  |  |  | 48312
75 | 61 | 2040 | 10248 |  |  |  | 10248
75 | 61 | 2040 | 42700 |  |  |  | 42700
75 | 61 | 2040 | 36478 |  |  |  | 36478
75 | 61 | 2040 | 10370 |  |  |  | 10370
75 | 61 | 2040 | 104000 |  |  |  | 104000
75 | 61 | 2040 | 36722 |  |  |  | 36722
75 | 61 | 2040 | 32574 |  |  |  | 32574
75 | 61 | 2040 | 42944 |  |  |  | 42944
75 | 61 | 2040 | 31598 |  |  |  | 31598
75 | 61 | 2040 | 39040 |  |  |  | 39040
75 | 61 | 2040 | 117600 |  |  |  | 117600
75 | 61 | 2040 | 24400 |  |  |  | 24400
75 | 61 | 2040 | 38430 |  |  |  | 38430
75 | 61 | 2040 | 1982.5 |  |  |  | 1982.5
75 | 61 | 2040 | 30256 |  |  |  | 30256
75 | 61 | 2040 | 32940 |  |  |  | 32940
75 | 61 | 2040 | 100000 |  |  |  | 100000
75 | 61 | 2040 | 32818 |  |  |  | 32818
75 | 61 | 2040 | 34038 |  |  |  | 34038
75 | 61 | 2040 | 31598 |  |  |  | 31598
75 | 61 | 2040 | 34526 |  |  |  | 34526
75 | 61 | 2040 | 21350 |  |  |  | 21350
75 | 61 | 2040 | 63200 |  |  |  | 63200
75 | 61 | 2040 | 61200 |  |  |  | 61200
75 | 61 | 2040 | 175600 |  |  |  | 175600
75 | 61 | 2040 | 48800 |  |  |  | 48800
75 | 61 | 2040 | 49776 |  |  |  | 49776
75 | 61 | 2040 | 34892 |  |  |  | 34892
75 | 61 | 2040 | 33672 |  |  |  | 33672
75 | 61 | 2040 | 24278 |  |  |  | 24278
75 | 61 | 2040 | 52800 |  |  |  | 52800
75 | 60 | 2041 | 13054 |  |  |  | 13054
75 | 60 | 2041 | 184800 |  |  |  | 184800
75 | 60 | 2041 | 88000 |  |  |  | 88000
75 | 60 | 2041 | 160400 |  |  |  | 160400
75 | 60 | 2041 | 28060 |  |  |  | 28060
75 | 60 | 2041 | 25742 |  |  |  | 25742
75 | 60 | 2041 | 25864 |  |  |  | 25864
75 | 60 | 2041 | 130000 |  |  |  | 130000
75 | 60 | 2041 | 34000 |  |  |  | 34000
75 | 60 | 2041 | 49562.5 |  |  |  | 49562.5
75 | 60 | 2041 | 28975 |  |  |  | 28975
75 | 60 | 2041 | 12505 |  |  |  | 12505
75 | 60 | 2041 | 9912.5 |  |  |  | 9912.5
75 | 60 | 2041 | 22570 |  |  |  | 22570
75 | 60 | 2041 | 27450 |  |  |  | 27450
75 | 60 | 2041 | 26108 |  |  |  | 26108
75 | 60 | 2041 | 7564 |  |  |  | 7564
75 | 60 | 2041 | 56272.5 |  |  |  | 56272.5
75 | 60 | 2041 | 48000 |  |  |  | 48000
75 | 60 | 2041 | 38308 |  |  |  | 38308
75 | 60 | 2041 | 19398 |  |  |  | 19398
75 | 60 | 2041 | 32818 |  |  |  | 32818
75 | 60 | 2041 | 38186 |  |  |  | 38186
75 | 60 | 2041 | 19520 |  |  |  | 19520
75 | 60 | 2041 | 28182 |  |  |  | 28182
75 | 60 | 2041 | 78000 |  |  |  | 78000
75 | 60 | 2041 | 62400 |  |  |  | 62400
75 | 60 | 2041 | 61000 |  |  |  | 61000
75 | 60 | 2041 | 16348 |  |  |  | 16348
75 | 60 | 2041 | 20130 |  |  |  | 20130
75 | 60 | 2041 | 12444 |  |  |  | 12444
75 | 60 | 2041 | 15494 |  |  |  | 15494
75 | 60 | 2041 | 35868 |  |  |  | 35868
75 | 60 | 2041 | 24400 |  |  |  | 24400
75 | 60 | 2041 | 31110 |  |  |  | 31110
75 | 60 | 2041 | 19886 |  |  |  | 19886
75 | 60 | 2041 | 31720 |  |  |  | 31720
75 | 60 | 2041 | 75600 |  |  |  | 75600
75 | 60 | 2041 | 23200 |  |  |  | 23200
75 | 60 | 2041 | 72400 |  |  |  | 72400
75 | 60 | 2041 | 33550 |  |  |  | 33550
75 | 60 | 2041 | 108800 |  |  |  | 108800
75 | 60 | 2041 | 134400 |  |  |  | 134400
75 | 60 | 2041 | 45872 |  |  |  | 45872
75 | 60 | 2041 | 38064 |  |  |  | 38064
75 | 60 | 2041 | 80000 |  |  |  | 80000
75 | 60 | 2041 | 38430 |  |  |  | 38430
75 | 60 | 2041 | 49044 |  |  |  | 49044
75 | 60 | 2041 | 141600 |  |  |  | 141600
75 | 60 | 2041 | 58560 |  |  |  | 58560
75 | 60 | 2041 | 34770 |  |  |  | 34770
75 | 60 | 2041 | 79147.5 |  |  |  | 79147.5
75 | 60 | 2041 | 40992 |  |  |  | 40992
75 | 60 | 2041 | 50630 |  |  |  | 50630
75 | 60 | 2041 | 26230 |  |  |  | 26230
75 | 60 | 2041 | 46848 |  |  |  | 46848
75 | 60 | 2041 | 31720 |  |  |  | 31720
75 | 60 | 2041 | 32086 |  |  |  | 32086
75 | 60 | 2041 | 30622 |  |  |  | 30622
75 | 60 | 2041 | 30500 |  |  |  | 30500
75 | 60 | 2041 | 12200 |  |  |  | 12200
75 | 60 | 2041 | 45750 |  |  |  | 45750
75 | 60 | 2041 | 45872 |  |  |  | 45872
75 | 60 | 2041 | 50264 |  |  |  | 50264
75 | 60 | 2041 | 42456 |  |  |  | 42456
75 | 60 | 2041 | 42700 |  |  |  | 42700
75 | 60 | 2041 | 8540 |  |  |  | 8540
75 | 60 | 2041 | 32696 |  |  |  | 32696
75 | 60 | 2041 | 21716 |  |  |  | 21716
75 | 60 | 2041 | 46970 |  |  |  | 46970
75 | 60 | 2041 | 48800 |  |  |  | 48800
75 | 60 | 2041 | 66000 |  |  |  | 66000
75 | 60 | 2041 | 38796 |  |  |  | 38796
75 | 60 | 2041 | 34038 |  |  |  | 34038
75 | 60 | 2041 | 42700 |  |  |  | 42700
75 | 60 | 2041 | 27450 |  |  |  | 27450
75 | 60 | 2041 | 49288 |  |  |  | 49288
75 | 60 | 2041 | 40260 |  |  |  | 40260
75 | 60 | 2041 | 49410 |  |  |  | 49410
75 | 60 | 2041 | 36600 |  |  |  | 36600
75 | 60 | 2041 | 41114 |  |  |  | 41114
75 | 60 | 2041 | 31232 |  |  |  | 31232
75 | 60 | 2041 | 36722 |  |  |  | 36722
75 | 60 | 2041 | 41114 |  |  |  | 41114
75 | 60 | 2041 | 34526 |  |  |  | 34526
75 | 60 | 2041 | 37088 |  |  |  | 37088
75 | 60 | 2041 | 40626 |  |  |  | 40626
75 | 60 | 2041 | 48800 |  |  |  | 48800
75 | 60 | 2041 | 36112 |  |  |  | 36112
75 | 60 | 2041 | 36600 |  |  |  | 36600
75 | 60 | 2041 | 49532 |  |  |  | 49532
75 | 60 | 2041 | 22112.5 |  |  |  | 22112.5
75 | 60 | 2041 | 53680 |  |  |  | 53680
75 | 60 | 2041 | 32000 |  |  |  | 32000
75 | 60 | 2041 | 13725 |  |  |  | 13725
75 | 60 | 2041 | 46512.5 |  |  |  | 46512.5
75 | 60 | 2041 | 39650 |  |  |  | 39650
75 | 60 | 2041 | 48800 |  |  |  | 48800
75 | 60 | 2041 | 25498 |  |  |  | 25498
75 | 60 | 2041 | 23180 |  |  |  | 23180
75 | 60 | 2041 | 61305 |  |  |  | 61305
75 | 60 | 2041 | 65575 |  |  |  | 65575
75 | 60 | 2041 | 62372.5 |  |  |  | 62372.5
75 | 60 | 2041 | 51606 |  |  |  | 51606
75 | 60 | 2041 | 50752 |  |  |  | 50752
75 | 60 | 2041 | 24400 |  |  |  | 24400
75 | 60 | 2041 | 48800 |  |  |  | 48800
75 | 60 | 2041 | 43676 |  |  |  | 43676
75 | 60 | 2041 | 20000 |  |  |  | 20000
75 | 60 | 2041 | 54000 |  |  |  | 54000
75 | 60 | 2041 | 36966 |  |  |  | 36966
75 | 60 | 2041 | 37820 |  |  |  | 37820
75 | 60 | 2041 | 38430 |  |  |  | 38430
75 | 60 | 2041 | 37210 |  |  |  | 37210
75 | 60 | 2041 | 30500 |  |  |  | 30500
75 | 60 | 2041 | 48800 |  |  |  | 48800
75 | 60 | 2041 | 36000 |  |  |  | 36000
75 | 60 | 2041 | 43188 |  |  |  | 43188
75 | 60 | 2041 | 45140 |  |  |  | 45140
75 | 60 | 2041 | 40504 |  |  |  | 40504
75 | 60 | 2041 | 45140 |  |  |  | 45140
75 | 60 | 2041 | 48800 |  |  |  | 48800
75 | 60 | 2041 | 48800 |  |  |  | 48800
75 | 60 | 2041 | 48800 |  |  |  | 48800
75 | 60 | 2041 | 25620 |  |  |  | 25620
75 | 60 | 2041 | 47702 |  |  |  | 47702
75 | 60 | 2041 | 47580 |  |  |  | 47580
75 | 60 | 2041 | 59048 |  |  |  | 59048
75 | 60 | 2041 | 21960 |  |  |  | 21960
75 | 60 | 2041 | 3904 |  |  |  | 3904
75 | 60 | 2041 | 68000 |  |  |  | 68000
75 | 60 | 2041 | 23302 |  |  |  | 23302
75 | 59 | 2042 | 56400 |  |  |  |  | 56400
75 | 59 | 2042 | 120000 |  |  |  |  | 120000
75 | 59 | 2042 | 22082 |  |  |  |  | 22082
75 | 59 | 2042 | 42456 |  |  |  |  | 42456
75 | 59 | 2042 | 35380 |  |  |  |  | 35380
75 | 59 | 2042 | 23302 |  |  |  |  | 23302
75 | 59 | 2042 | 38918 |  |  |  |  | 38918
75 | 59 | 2042 | 3416 |  |  |  |  | 3416
75 | 59 | 2042 | 46116 |  |  |  |  | 46116
90 | 73 | 2043 | 54900 |  |  |  |  | 54900
75 | 58 | 2043 | 140800 |  |  |  |  | 140800
75 | 58 | 2043 | 46848 |  |  |  |  | 46848
75 | 58 | 2043 | 14030 |  |  |  |  | 14030
75 | 58 | 2043 | 27694 |  |  |  |  | 27694
75 | 58 | 2043 | 100400 |  |  |  |  | 100400
75 | 58 | 2043 | 104400 |  |  |  |  | 104400
75 | 58 | 2043 | 48678 |  |  |  |  | 48678
75 | 58 | 2043 | 62677.5 |  |  |  |  | 62677.5
75 | 58 | 2043 | 69600 |  |  |  |  | 69600
75 | 58 | 2043 | 33702.5 |  |  |  |  | 33702.5
75 | 58 | 2043 | 37820 |  |  |  |  | 37820
75 | 58 | 2043 | 35990 |  |  |  |  | 35990
75 | 58 | 2043 | 48190 |  |  |  |  | 48190
75 | 58 | 2043 | 33550 |  |  |  |  | 33550
75 | 58 | 2043 | 99200 |  |  |  |  | 99200
75 | 58 | 2043 | 106800 |  |  |  |  | 106800
75 | 58 | 2043 | 47214 |  |  |  |  | 47214
75 | 58 | 2043 | 120400 |  |  |  |  | 120400
75 | 58 | 2043 | 53600 |  |  |  |  | 53600
75 | 58 | 2043 | 104000 |  |  |  |  | 104000
75 | 58 | 2043 | 156000 |  |  |  |  | 156000
75 | 58 | 2043 | 37210 |  |  |  |  | 37210
75 | 58 | 2043 | 40016 |  |  |  |  | 40016
75 | 58 | 2043 | 25498 |  |  |  |  | 25498
75 | 58 | 2043 | 34160 |  |  |  |  | 34160
75 | 58 | 2043 | 24400 |  |  |  |  | 24400
75 | 58 | 2043 | 98400 |  |  |  |  | 98400
75 | 58 | 2043 | 32330 |  |  |  |  | 32330
75 | 58 | 2043 | 27938 |  |  |  |  | 27938
75 | 58 | 2043 | 94400 |  |  |  |  | 94400
75 | 58 | 2043 | 126400 |  |  |  |  | 126400
75 | 58 | 2043 | 58400 |  |  |  |  | 58400
75 | 58 | 2043 | 29524 |  |  |  |  | 29524
75 | 58 | 2043 | 30500 |  |  |  |  | 30500
75 | 58 | 2043 | 64000 |  |  |  |  | 64000
75 | 58 | 2043 | 35136 |  |  |  |  | 35136
75 | 58 | 2043 | 26718 |  |  |  |  | 26718
75 | 58 | 2043 | 39040 |  |  |  |  | 39040
75 | 58 | 2043 | 48800 |  |  |  |  | 48800
75 | 58 | 2043 | 38430 |  |  |  |  | 38430
75 | 58 | 2043 | 46604 |  |  |  |  | 46604
75 | 58 | 2043 | 30012 |  |  |  |  | 30012
75 | 58 | 2043 | 18910 |  |  |  |  | 18910
75 | 58 | 2043 | 113200 |  |  |  |  | 113200
75 | 58 | 2043 | 1830 |  |  |  |  | 1830
75 | 58 | 2043 | 40992 |  |  |  |  | 40992
75 | 58 | 2043 | 6100 |  |  |  |  | 6100
75 | 58 | 2043 | 29280 |  |  |  |  | 29280
75 | 58 | 2043 | 37820 |  |  |  |  | 37820
75 | 58 | 2043 | 37942 |  |  |  |  | 37942
75 | 58 | 2043 | 18788 |  |  |  |  | 18788
90 | 72 | 2044 | 56364 |  |  |  |  | 56364
90 | 72 | 2044 | 37942 |  |  |  |  | 37942
90 | 72 | 2044 | 55632 |  |  |  |  | 55632
75 | 57 | 2044 | 18422 |  |  |  |  | 18422
75 | 57 | 2044 | 2400 |  |  |  |  | 2400
75 | 57 | 2044 | 29200 |  |  |  |  | 29200
75 | 57 | 2044 | 18400 |  |  |  |  | 18400
75 | 57 | 2044 | 25010 |  |  |  |  | 25010
75 | 57 | 2044 | 17568 |  |  |  |  | 17568
75 | 57 | 2044 | 27328 |  |  |  |  | 27328
75 | 57 | 2044 | 15738 |  |  |  |  | 15738
75 | 57 | 2044 | 10248 |  |  |  |  | 10248
75 | 57 | 2044 | 22936 |  |  |  |  | 22936
75 | 57 | 2044 | 4270 |  |  |  |  | 4270
75 | 57 | 2044 | 26474 |  |  |  |  | 26474
75 | 57 | 2044 | 34038 |  |  |  |  | 34038
75 | 57 | 2044 | 25132 |  |  |  |  | 25132
75 | 57 | 2044 | 11102 |  |  |  |  | 11102
75 | 57 | 2044 | 13420 |  |  |  |  | 13420
75 | 57 | 2044 | 11956 |  |  |  |  | 11956
75 | 57 | 2044 | 16836 |  |  |  |  | 16836
75 | 57 | 2044 | 16470 |  |  |  |  | 16470
75 | 57 | 2044 | 38674 |  |  |  |  | 38674
75 | 57 | 2044 | 7686 |  |  |  |  | 7686
75 | 57 | 2044 | 44896 |  |  |  |  | 44896
75 | 57 | 2044 | 14152 |  |  |  |  | 14152
75 | 57 | 2044 | 15006 |  |  |  |  | 15006
75 | 57 | 2044 | 20892.5 |  |  |  |  | 20892.5
75 | 57 | 2044 | 48800 |  |  |  |  | 48800
75 | 57 | 2044 | 48800 |  |  |  |  | 48800
75 | 57 | 2044 | 48922 |  |  |  |  | 48922
75 | 57 | 2044 | 61152.5 |  |  |  |  | 61152.5
75 | 57 | 2044 | 48800 |  |  |  |  | 48800
75 | 57 | 2044 | 26840 |  |  |  |  | 26840
75 | 57 | 2044 | 8784 |  |  |  |  | 8784
75 | 57 | 2044 | 21228 |  |  |  |  | 21228
75 | 57 | 2044 | 7320 |  |  |  |  | 7320
75 | 57 | 2044 | 43920 |  |  |  |  | 43920
75 | 57 | 2044 | 55403.25 |  |  |  |  | 55403.25
75 | 57 | 2044 | 85506.75 |  |  |  |  | 85506.75
75 | 57 | 2044 | 64370.25 |  |  |  |  | 64370.25
75 | 57 | 2044 | 88068.75 |  |  |  |  | 88068.75
75 | 57 | 2044 | 170373 |  |  |  |  | 170373
75 | 57 | 2044 | 151798.5 |  |  |  |  | 151798.5
75 | 57 | 2044 | 110486.25 |  |  |  |  | 110486.25
75 | 57 | 2044 | 38430 |  |  |  |  | 38430
75 | 57 | 2044 | 10888.5 |  |  |  |  | 10888.5
75 | 57 | 2044 | 144112.5 |  |  |  |  | 144112.5
75 | 57 | 2044 | 58194 |  |  |  |  | 58194
75 | 57 | 2044 | 71095.5 |  |  |  |  | 71095.5
75 | 57 | 2044 | 76860 |  |  |  |  | 76860
75 | 57 | 2044 | 77134.5 |  |  |  |  | 77134.5
75 | 57 | 2044 | 81801 |  |  |  |  | 81801
75 | 57 | 2044 | 13054 |  |  |  |  | 13054
75 | 57 | 2044 | 36600 |  |  |  |  | 36600
75 | 57 | 2044 | 12200 |  |  |  |  | 12200
75 | 57 | 2044 | 21960 |  |  |  |  | 21960
75 | 57 | 2044 | 89761.5 |  |  |  |  | 89761.5
75 | 57 | 2044 | 90585 |  |  |  |  | 90585
75 | 57 | 2044 | 39802.5 |  |  |  |  | 39802.5
75 | 57 | 2044 | 39802.5 |  |  |  |  | 39802.5
75 | 57 | 2044 | 104584.5 |  |  |  |  | 104584.5
75 | 57 | 2044 | 72468 |  |  |  |  | 72468
75 | 57 | 2044 | 93604.5 |  |  |  |  | 93604.5
75 | 57 | 2044 | 12352.5 |  |  |  |  | 12352.5
75 | 57 | 2044 | 102159.75 |  |  |  |  | 102159.75
75 | 57 | 2044 | 112087.5 |  |  |  |  | 112087.5
75 | 57 | 2044 | 164700 |  |  |  |  | 164700
75 | 57 | 2044 | 123708 |  |  |  |  | 123708
75 | 57 | 2044 | 15692.25 |  |  |  |  | 15692.25
75 | 57 | 2044 | 68853.75 |  |  |  |  | 68853.75
75 | 57 | 2044 | 60207 |  |  |  |  | 60207
75 | 57 | 2044 | 94473.75 |  |  |  |  | 94473.75
75 | 57 | 2044 | 155961.75 |  |  |  |  | 155961.75
75 | 57 | 2044 | 112728 |  |  |  |  | 112728
75 | 57 | 2044 | 81343.5 |  |  |  |  | 81343.5
75 | 57 | 2044 | 120093.75 |  |  |  |  | 120093.75
75 | 57 | 2044 | 107604 |  |  |  |  | 107604
75 | 57 | 2044 | 44514.75 |  |  |  |  | 44514.75
75 | 57 | 2044 | 32665.5 |  |  |  |  | 32665.5
75 | 57 | 2044 | 10248 |  |  |  |  | 10248
75 | 57 | 2044 | 96075 |  |  |  |  | 96075
75 | 57 | 2044 | 82304.25 |  |  |  |  | 82304.25
75 | 57 | 2044 | 17202 |  |  |  |  | 17202
75 | 57 | 2044 | 59566.5 |  |  |  |  | 59566.5
75 | 57 | 2044 | 69832.8 |  |  |  |  | 69832.8
75 | 57 | 2044 | 75495.735 |  |  |  |  | 75495.735
75 | 57 | 2044 | 98820 |  |  |  |  | 98820
75 | 57 | 2044 | 115564.5 |  |  |  |  | 115564.5
75 | 57 | 2044 | 27751.95 |  |  |  |  | 27751.95
75 | 57 | 2044 | 47779.47 |  |  |  |  | 47779.47
75 | 57 | 2044 | 47367.72 |  |  |  |  | 47367.72
75 | 57 | 2044 | 78133.68 |  |  |  |  | 78133.68
75 | 57 | 2044 | 106843.635 |  |  |  |  | 106843.635
75 | 57 | 2044 | 58799.73 |  |  |  |  | 58799.73
75 | 56 | 2045 | 38674 |  |  |  |  | 38674
75 | 56 | 2045 | 23302 |  |  |  |  | 23302
75 | 56 | 2045 | 13420 |  |  |  |  | 13420
75 | 56 | 2045 | 11834 |  |  |  |  | 11834
75 | 54 | 2047 | 43676 | [5 empty] | 43676
75 | 54 | 2047 | 25240 | [5 empty] | 25240
75 | 54 | 2047 | 51200 | [5 empty] | 51200
75 | 54 | 2047 | 18056 | [5 empty] | 18056
75 | 54 | 2047 | 47336 | [5 empty] | 47336
75 | 54 | 2047 | 37210 | [5 empty] | 37210
75 | 54 | 2047 | 41236 | [5 empty] | 41236
75 | 53 | 2048 | 19398 | [5 empty] | 19398
75 | 53 | 2048 | 14640 | [5 empty] | 14640
75 | 53 | 2048 | 32330 | [5 empty] | 32330
75 | 53 | 2048 | 18178 | [5 empty] | 18178
75 | 53 | 2048 | 34862.72 | [5 empty] | 34862.72
75 | 53 | 2048 | 32696 | [5 empty] | 32696
75 | 53 | 2048 | 17324 | [5 empty] | 17324
75 | 53 | 2048 | 33489 | [5 empty] | 33489
75 | 53 | 2048 | 25676.12 | [5 empty] | 25676.12
75 | 53 | 2048 | 39162 | [5 empty] | 39162
75 | 53 | 2048 | 40992 | [5 empty] | 40992
75 | 53 | 2048 | 48800 | [5 empty] | 48800
75 | 53 | 2048 | 20984 | [5 empty] | 20984
75 | 53 | 2048 | 50338.42 | [5 empty] | 50338.42
75 | 53 | 2048 | 51347.36 | [5 empty] | 51347.36
75 | 53 | 2048 | 48800 | [5 empty] | 48800
75 | 53 | 2048 | 29402 | [5 empty] | 29402
75 | 53 | 2048 | 6466 | [5 empty] | 6466
75 | 53 | 2048 | 26840 | [5 empty] | 26840
75 | 53 | 2048 | 33750.08 | [5 empty] | 33750.08
75 | 53 | 2048 | 33794 | [5 empty] | 33794
75 | 53 | 2048 | 37698 | [5 empty] | 37698
75 | 53 | 2048 | 48556 | [5 empty] | 48556
75 | 53 | 2048 | 20740 | [5 empty] | 20740
75 | 53 | 2048 | 36478 | [5 empty] | 36478
75 | 52 | 2049 | 74400 | [5 empty] | 74400
75 | 51 | 2050 | 42850.06 | [5 empty] | 42850.06
75 | 51 | 2050 | 20443.54 | [5 empty] | 20443.54
75 | 51 | 2050 | 34355.2 | [5 empty] | 34355.2
75 | 51 | 2050 | 22566.34 | [5 empty] | 22566.34
75 | 51 | 2050 | 35664.26 | [5 empty] | 35664.26
75 | 51 | 2050 | 24400 | [5 empty] | 24400
75 | 51 | 2050 | 21716 | [5 empty] | 21716
75 | 51 | 2050 | 20740 | [5 empty] | 20740
75 | 51 | 2050 | 18422 | [5 empty] | 18422
75 | 51 | 2050 | 22692 | [5 empty] | 22692
75 | 51 | 2050 | 25986 | [5 empty] | 25986
75 | 51 | 2050 | 31110 | [5 empty] | 31110
75 | 51 | 2050 | 46683.3 | [5 empty] | 46683.3
75 | 51 | 2050 | 40626 | [5 empty] | 40626
75 | 51 | 2050 | 43676 | [5 empty] | 43676
75 | 51 | 2050 | 44042 | [5 empty] | 44042
75 | 51 | 2050 | 26962 | [5 empty] | 26962
75 | 51 | 2050 | 45262 | [5 empty] | 45262
75 | 51 | 2050 | 43432 | [5 empty] | 43432
75 | 51 | 2050 | 44408 | [5 empty] | 44408
75 | 51 | 2050 | 60024 | [5 empty] | 60024
75 | 51 | 2050 | 26230 | [5 empty] | 26230
75 | 51 | 2050 | 48434 | [5 empty] | 48434
75 | 51 | 2050 | 32000 | [5 empty] | 32000
75 | 51 | 2050 | 32574 | [5 empty] | 32574
75 | 51 | 2050 | 40382 | [5 empty] | 40382
75 | 50 | 2051 | 17441.12 | [5 empty] | 17441.12
75 | 50 | 2051 | 22692 | [5 empty] | 22692
75 | 50 | 2051 | 39406 | [5 empty] | 39406
75 | 50 | 2051 | 33428 | [5 empty] | 33428
75 | 50 | 2051 | 106640 | [5 empty] | 106640
75 | 50 | 2051 | 16958 | [5 empty] | 16958
75 | 50 | 2051 | 32696 | [5 empty] | 32696
75 | 50 | 2051 | 18910 | [5 empty] | 18910
75 | 50 | 2051 | 33794 | [5 empty] | 33794
75 | 50 | 2051 | 47336 | [5 empty] | 47336
75 | 50 | 2051 | 45140 | [5 empty] | 45140
75 | 50 | 2051 | 45140 | [5 empty] | 45140
75 | 49 | 2052 | 20008 | [6 empty] | 20008
75 | 49 | 2052 | 14274 | [6 empty] | 14274
75 | 49 | 2052 | 29768 | [6 empty] | 29768
75 | 49 | 2052 | 20984 | [6 empty] | 20984
75 | 49 | 2052 | 12200 | [6 empty] | 12200
75 | 49 | 2052 | 10370 | [6 empty] | 10370
75 | 49 | 2052 | 13298 | [6 empty] | 13298
75 | 49 | 2052 | 20130 | [6 empty] | 20130
75 | 49 | 2052 | 28792 | [6 empty] | 28792
75 | 49 | 2052 | 48678 | [6 empty] | 48678
75 | 49 | 2052 | 49532 | [6 empty] | 49532
75 | 49 | 2052 | 34526 | [6 empty] | 34526
75 | 49 | 2052 | 44896 | [6 empty] | 44896
90 | 63 | 2053 | 220000 | [6 empty] | 220000
75 | 48 | 2053 | 50716.62 | [6 empty] | 50716.62
75 | 48 | 2053 | 7320 | [6 empty] | 7320
75 | 48 | 2053 | 30500 | [6 empty] | 30500
75 | 48 | 2053 | 50645.86 | [6 empty] | 50645.86
75 | 48 | 2053 | 30247.46 | [6 empty] | 30247.46
75 | 48 | 2053 | 22235.72 | [6 empty] | 22235.72
75 | 48 | 2053 | 27450 | [6 empty] | 27450
75 | 48 | 2053 | 39735.4 | [6 empty] | 39735.4
75 | 48 | 2053 | 46508.84 | [6 empty] | 46508.84
75 | 48 | 2053 | 35136 | [6 empty] | 35136
75 | 48 | 2053 | 49166 | [6 empty] | 49166
75 | 48 | 2053 | 50264 | [6 empty] | 50264
75 | 48 | 2053 | 91600 | [6 empty] | 91600
75 | 48 | 2053 | 32086 | [6 empty] | 32086
75 | 48 | 2053 | 32086 | [6 empty] | 32086
75 | 48 | 2053 | 128000 | [6 empty] | 128000
75 | 48 | 2053 | 13420 | [6 empty] | 13420
75 | 48 | 2053 | 6222 | [6 empty] | 6222
75 | 48 | 2053 | 10858 | [6 empty] | 10858
75 | 48 | 2053 | 44000 | [6 empty] | 44000
60 | 32 | 2054 | 2928 | [6 empty] | 2928
60 | 32 | 2054 | 8418 | [6 empty] | 8418
85 | 57 | 2054 | 88114.5 | [6 empty] | 88114.5
85 | 57 | 2054 | 56272.5 | [6 empty] | 56272.5
85 | 57 | 2054 | 77409 | [6 empty] | 77409
75 | 47 | 2054 | 43432 | [6 empty] | 43432
75 | 47 | 2054 | 53924 | [6 empty] | 53924
75 | 47 | 2054 | 43432 | [6 empty] | 43432
75 | 47 | 2054 | 36600 | [6 empty] | 36600
75 | 47 | 2054 | 16958 | [6 empty] | 16958
75 | 47 | 2054 | 29646 | [6 empty] | 29646
75 | 47 | 2054 | 22814 | [6 empty] | 22814
75 | 47 | 2054 | 32818 | [6 empty] | 32818
75 | 47 | 2054 | 21716 | [6 empty] | 21716
75 | 47 | 2054 | 70000 | [6 empty] | 70000
75 | 47 | 2054 | 16104 | [6 empty] | 16104
75 | 46 | 2055 | 12200 | [6 empty] | 12200
75 | 46 | 2055 | 47702 | [6 empty] | 47702
75 | 46 | 2055 | 38796 | [6 empty] | 38796
75 | 46 | 2055 | 49166 | [6 empty] | 49166
75 | 46 | 2055 | 21350 | [6 empty] | 21350
75 | 46 | 2055 | 10000 | [6 empty] | 10000
75 | 46 | 2055 | 31110 | [6 empty] | 31110
75 | 46 | 2055 | 29036 | [6 empty] | 29036
75 | 46 | 2055 | 21594 | [6 empty] | 21594
75 | 46 | 2055 | 35380 | [6 empty] | 35380
75 | 46 | 2055 | 37088 | [6 empty] | 37088
75 | 46 | 2055 | 35380 | [6 empty] | 35380
75 | 46 | 2055 | 35868 | [6 empty] | 35868
75 | 46 | 2055 | 81600 | [6 empty] | 81600
75 | 46 | 2055 | 43798 | [6 empty] | 43798
75 | 46 | 2055 | 39772 | [6 empty] | 39772
75 | 46 | 2055 | 40626 | [6 empty] | 40626
75 | 46 | 2055 | 40000 | [6 empty] | 40000
75 | 46 | 2055 | 30988 | [6 empty] | 30988
75 | 46 | 2055 | 19886 | [6 empty] | 19886
75 | 46 | 2055 | 90000 | [6 empty] | 90000
75 | 46 | 2055 | 5600 | [6 empty] | 5600
75 | 46 | 2055 | 12444 | [6 empty] | 12444
75 | 46 | 2055 | 35990 | [6 empty] | 35990
75 | 46 | 2055 | 32086 | [6 empty] | 32086
75 | 46 | 2055 | 36844 | [6 empty] | 36844
75 | 46 | 2055 | 13176 | [6 empty] | 13176
75 | 46 | 2055 | 14640 | [6 empty] | 14640
75 | 46 | 2055 | 86467.5 | [6 empty] | 86467.5
75 | 45 | 2056 | 51728 | [6 empty] | 51728
75 | 45 | 2056 | 160000 | [6 empty] | 160000
75 | 45 | 2056 | 99200 | [6 empty] | 99200
75 | 45 | 2056 | 64800 | [6 empty] | 64800
75 | 45 | 2056 | 124400 | [6 empty] | 124400
75 | 45 | 2056 | 40000 | [6 empty] | 40000
75 | 45 | 2056 | 160000 | [6 empty] | 160000
75 | 45 | 2056 | 36844 | [6 empty] | 36844
75 | 45 | 2056 | 49898 | [6 empty] | 49898
75 | 45 | 2056 | 65880 | [6 empty] | 65880
75 | 45 | 2056 | 17324 | [6 empty] | 17324
75 | 45 | 2056 | 45597.5 | [6 empty] | 45597.5
75 | 45 | 2056 | 5978 | [6 empty] | 5978
75 | 45 | 2056 | 36142.5 | [6 empty] | 36142.5
75 | 45 | 2056 | 33092.5 | [6 empty] | 33092.5
75 | 45 | 2056 | 53070 | [6 empty] | 53070
75 | 45 | 2056 | 46970 | [6 empty] | 46970
75 | 45 | 2056 | 58072 | [6 empty] | 58072
75 | 45 | 2056 | 44408 | [6 empty] | 44408
75 | 45 | 2056 | 47946 | [6 empty] | 47946
75 | 45 | 2056 | 57706 | [6 empty] | 57706
75 | 45 | 2056 | 18666 | [6 empty] | 18666
75 | 45 | 2056 | 31842 | [6 empty] | 31842
75 | 45 | 2056 | 55388 | [6 empty] | 55388
75 | 45 | 2056 | 19886 | [6 empty] | 19886
75 | 45 | 2056 | 37210 | [6 empty] | 37210
75 | 45 | 2056 | 52948 | [6 empty] | 52948
75 | 45 | 2056 | 34770 | [6 empty] | 34770
75 | 45 | 2056 | 30500 | [6 empty] | 30500
75 | 45 | 2056 | 54290 | [6 empty] | 54290
75 | 45 | 2056 | 61915 | [6 empty] | 61915
75 | 45 | 2056 | 64050 | [6 empty] | 64050
75 | 45 | 2056 | 57645 | [6 empty] | 57645
75 | 45 | 2056 | 12962.5 | [6 empty] | 12962.5
75 | 45 | 2056 | 18544 | [6 empty] | 18544
75 | 45 | 2056 | 25742 | [6 empty] | 25742
75 | 45 | 2056 | 43462.5 | [6 empty] | 43462.5
75 | 45 | 2056 | 369200 | [6 empty] | 369200
75 | 45 | 2056 | 40382 | [6 empty] | 40382
75 | 45 | 2056 | 38430 | [6 empty] | 38430
75 | 45 | 2056 | 42456 | [6 empty] | 42456
75 | 45 | 2056 | 7320 | [6 empty] | 7320
75 | 45 | 2056 | 40748 | [6 empty] | 40748
75 | 45 | 2056 | 41358 | [6 empty] | 41358
75 | 45 | 2056 | 36722 | [6 empty] | 36722
75 | 45 | 2056 | 43310 | [6 empty] | 43310
75 | 45 | 2056 | 24278 | [6 empty] | 24278
75 | 45 | 2056 | 51200 | [6 empty] | 51200
75 | 45 | 2056 | 25010 | [6 empty] | 25010
75 | 45 | 2056 | 86400 | [6 empty] | 86400
75 | 45 | 2056 | 47946 | [6 empty] | 47946
75 | 45 | 2056 | 40000 | [6 empty] | 40000
75 | 45 | 2056 | 50800 | [6 empty] | 50800
75 | 45 | 2056 | 64800 | [6 empty] | 64800
75 | 45 | 2056 | 29402 | [6 empty] | 29402
75 | 45 | 2056 | 17690 | [6 empty] | 17690
75 | 45 | 2056 | 24400 | [6 empty] | 24400
75 | 45 | 2056 | 32086 | [6 empty] | 32086
75 | 45 | 2056 | 10980 | [6 empty] | 10980
75 | 45 | 2056 | 36722 | [6 empty] | 36722
75 | 45 | 2056 | 25620 | [6 empty] | 25620
75 | 45 | 2056 | 32452 | [6 empty] | 32452
75 | 45 | 2056 | 17690 | [6 empty] | 17690
75 | 45 | 2056 | 44652 | [6 empty] | 44652
75 | 44 | 2057 | 35377.56
75 | 44 | 2057 | 34419.86
75 | 44 | 2057 | 8540
75 | 44 | 2057 | 25620
75 | 44 | 2057 | 26596
75 | 44 | 2057 | 26596
75 | 44 | 2057 | 45506
75 | 44 | 2057 | 45506
75 | 44 | 2057 | 48556
75 | 44 | 2057 | 23058
75 | 44 | 2057 | 43798
75 | 44 | 2057 | 41602
75 | 44 | 2057 | 41114
75 | 44 | 2057 | 48556
75 | 44 | 2057 | 42456
75 | 44 | 2057 | 40626
75 | 44 | 2057 | 31110
75 | 44 | 2057 | 48434
75 | 44 | 2057 | 44896
75 | 44 | 2057 | 48800
75 | 44 | 2057 | 48800
75 | 44 | 2057 | 39406
75 | 44 | 2057 | 49898
75 | 44 | 2057 | 26474
75 | 44 | 2057 | 48800
75 | 44 | 2057 | 9516
75 | 44 | 2057 | 42700
75 | 44 | 2057 | 36600
75 | 44 | 2057 | 44896
75 | 44 | 2057 | 36600
75 | 44 | 2057 | 95200
75 | 44 | 2057 | 128000
75 | 44 | 2057 | 144000
75 | 44 | 2057 | 20313
75 | 44 | 2057 | 46970
75 | 44 | 2057 | 42578
75 | 44 | 2057 | 26474
75 | 44 | 2057 | 46360
75 | 44 | 2057 | 43432
75 | 44 | 2057 | 40992
75 | 44 | 2057 | 19398
75 | 44 | 2057 | 32940
75 | 44 | 2057 | 53802
75 | 44 | 2057 | 20374
75 | 44 | 2057 | 32940
75 | 44 | 2057 | 27816
75 | 44 | 2057 | 40138
75 | 44 | 2057 | 119200
75 | 44 | 2057 | 42090
75 | 44 | 2057 | 33428
75 | 44 | 2057 | 16348
75 | 44 | 2057 | 10004
75 | 44 | 2057 | 52704
75 | 44 | 2057 | 4880
75 | 44 | 2057 | 24278
75 | 44 | 2057 | 9882
75 | 44 | 2057 | 148000
75 | 43 | 2058 | 53436
75 | 43 | 2058 | 33184
75 | 43 | 2058 | 30500
75 | 43 | 2058 | 32086
75 | 43 | 2058 | 39528
75 | 43 | 2058 | 47824
75 | 43 | 2058 | 38796
75 | 43 | 2058 | 37698
75 | 43 | 2058 | 30256
75 | 43 | 2058 | 36722
75 | 43 | 2058 | 37576
75 | 43 | 2058 | 43188
75 | 43 | 2058 | 52704
75 | 43 | 2058 | 37088
75 | 43 | 2058 | 54412
75 | 43 | 2058 | 37088
75 | 43 | 2058 | 37942
75 | 43 | 2058 | 49776
75 | 43 | 2058 | 42944
75 | 43 | 2058 | 60146
75 | 43 | 2058 | 31354
75 | 43 | 2058 | 40138
75 | 43 | 2058 | 36844
75 | 43 | 2058 | 42334
75 | 43 | 2058 | 45872
75 | 43 | 2058 | 43920
75 | 43 | 2058 | 4392
75 | 43 | 2058 | 115200
75 | 43 | 2058 | 84400
75 | 43 | 2058 | 156800
75 | 43 | 2058 | 136400
75 | 43 | 2058 | 151200
75 | 43 | 2058 | 12000
75 | 43 | 2058 | 86800
75 | 43 | 2058 | 107600
75 | 43 | 2058 | 26800
75 | 43 | 2058 | 20400
75 | 42 | 2059 | 19398
75 | 42 | 2059 | 19642
75 | 42 | 2059 | 28304
75 | 42 | 2059 | 8296
75 | 42 | 2059 | 34892
75 | 42 | 2059 | 7564
75 | 42 | 2059 | 36722
75 | 42 | 2059 | 38674
75 | 42 | 2059 | 48800
75 | 42 | 2059 | 24400
75 | 42 | 2059 | 19276
75 | 42 | 2059 | 17080
75 | 42 | 2059 | 26108
75 | 42 | 2059 | 48190
75 | 42 | 2059 | 48068
75 | 42 | 2059 | 39406
75 | 42 | 2059 | 28182
75 | 42 | 2059 | 25010
75 | 42 | 2059 | 52216
75 | 42 | 2059 | 27206
75 | 42 | 2059 | 24400
75 | 42 | 2059 | 27938
75 | 42 | 2059 | 30500
75 | 42 | 2059 | 45872
75 | 42 | 2059 | 17202
75 | 42 | 2059 | 16836
75 | 42 | 2059 | 13054
75 | 42 | 2059 | 28426
75 | 42 | 2059 | 24522
75 | 42 | 2059 | 15250
75 | 41 | 2060 | 32000
75 | 41 | 2060 | 18666
75 | 41 | 2060 | 5612
75 | 41 | 2060 | 1586
75 | 41 | 2060 | 50142
75 | 41 | 2060 | 5490
75 | 41 | 2060 | 45994
75 | 41 | 2060 | 6222
75 | 41 | 2060 | 41480
75 | 41 | 2060 | 46360
75 | 41 | 2060 | 44530
75 | 41 | 2060 | 7198
75 | 41 | 2060 | 33062
75 | 41 | 2060 | 42090
75 | 40 | 2061 | 63440
75 | 40 | 2061 | 42090
75 | 40 | 2061 | 42578
75 | 40 | 2061 | 41480
75 | 40 | 2061 | 41480
75 | 40 | 2061 | 30500
75 | 40 | 2061 | 47580
75 | 40 | 2061 | 26230
75 | 40 | 2061 | 25986
75 | 40 | 2061 | 39162
75 | 40 | 2061 | 34404
75 | 40 | 2061 | 26840
75 | 40 | 2061 | 26840
75 | 40 | 2061 | 23058
75 | 40 | 2061 | 28670
75 | 40 | 2061 | 35746
75 | 40 | 2061 | 38552
75 | 40 | 2061 | 118000
75 | 40 | 2061 | 47946
75 | 40 | 2061 | 46170.9
75 | 40 | 2061 | 16400
75 | 40 | 2061 | 24000
75 | 40 | 2061 | 37820
75 | 40 | 2061 | 49044
75 | 40 | 2061 | 20130
75 | 40 | 2061 | 10370
75 | 40 | 2061 | 38674
75 | 40 | 2061 | 30012
75 | 40 | 2061 | 15616
75 | 40 | 2061 | 48800
75 | 40 | 2061 | 39894
75 | 40 | 2061 | 20618
75 | 40 | 2061 | 30500
75 | 40 | 2061 | 50477.5
75 | 40 | 2061 | 44987.5
75 | 40 | 2061 | 30195
75 | 40 | 2061 | 21807.5
75 | 40 | 2061 | 34922.5
75 | 40 | 2061 | 37332
75 | 40 | 2061 | 57187.5
75 | 40 | 2061 | 58560
75 | 40 | 2061 | 58788.75
75 | 40 | 2061 | 53756.25
75 | 40 | 2061 | 44800
75 | 40 | 2061 | 148000
75 | 40 | 2061 | 46512.5
75 | 40 | 2061 | 19398
75 | 40 | 2061 | 44164
75 | 40 | 2061 | 25864
75 | 40 | 2061 | 26840
90 | 54 | 2062 | 42151
75 | 39 | 2062 | 98400
75 | 39 | 2062 | 108800
75 | 39 | 2062 | 16000
75 | 39 | 2062 | 8052
75 | 39 | 2062 | 40870
75 | 39 | 2062 | 54168
75 | 39 | 2062 | 48434
75 | 39 | 2062 | 13054
75 | 39 | 2062 | 162400
75 | 39 | 2062 | 106000
75 | 39 | 2062 | 170000
75 | 39 | 2062 | 90400
75 | 39 | 2062 | 13664
75 | 39 | 2062 | 15250
75 | 39 | 2062 | 83200
75 | 38 | 2063 | 42313.26
75 | 38 | 2063 | 40175.82
75 | 38 | 2063 | 6986.94
75 | 38 | 2063 | 1830
75 | 38 | 2063 | 110588
75 | 38 | 2063 | 71919
75 | 38 | 2063 | 5576.01
75 | 38 | 2063 | 39191.28
75 | 38 | 2063 | 42334
75 | 38 | 2063 | 48800
75 | 38 | 2063 | 26445.94
75 | 38 | 2063 | 42313.26
75 | 38 | 2063 | 42313.26
75 | 38 | 2063 | 41874.06
75 | 38 | 2063 | 33729.34
75 | 38 | 2063 | 110588
75 | 38 | 2063 | 159200
75 | 38 | 2063 | 20800
75 | 38 | 2063 | 20740
75 | 38 | 2063 | 53200
75 | 38 | 2063 | 48800
75 | 38 | 2063 | 78000
75 | 38 | 2063 | 18000
75 | 38 | 2063 | 14762
75 | 38 | 2063 | 26718
75 | 38 | 2063 | 55200
75 | 38 | 2063 | 86400
75 | 38 | 2063 | 36600
75 | 38 | 2063 | 25010
75 | 38 | 2063 | 37332
75 | 37 | 2064 | 42663.4
75 | 37 | 2064 | 14466.76
75 | 37 | 2064 | 5848.68
75 | 37 | 2064 | 11468
75 | 37 | 2064 | 27630.56
75 | 37 | 2064 | 35685
75 | 37 | 2064 | 20130
75 | 37 | 2064 | 40626
75 | 37 | 2064 | 12627
75 | 37 | 2064 | 16909.2
75 | 37 | 2064 | 18000
75 | 37 | 2064 | 54800
75 | 37 | 2064 | 29386.14
75 | 37 | 2064 | 66200
75 | 37 | 2064 | 65200
75 | 37 | 2064 | 35411.72
75 | 37 | 2064 | 35411.72
75 | 37 | 2064 | 43346.6
75 | 37 | 2064 | 24469.54
75 | 37 | 2064 | 5513.18
75 | 37 | 2064 | 47242.06
75 | 37 | 2064 | 42456
75 | 37 | 2064 | 48922
75 | 37 | 2064 | 48922
75 | 37 | 2064 | 48556
60 | 54 | 2065 | 42944
60 | 54 | 2065 | 33306
60 | 54 | 2065 | 30256
60 | 54 | 2065 | 36722
60 | 67 | 2065 | 38918
60 | 54 | 2065 | 27938
60 | 54 | 2065 | 54900
60 | 54 | 2065 | 46482
60 | 54 | 2065 | 40992
60 | 65 | 2065 | 45476.72
60 | 65 | 2065 | 35441
60 | 65 | 2065 | 38891.16
60 | 65 | 2065 | 22957.96
60 | 42 | 2065 | 207200
60 | 62 | 2065 | 110495.4
60 | 62 | 2065 | 139446
60 | 62 | 2065 | 9607.5
60 | 62 | 2065 | 83997
60 | 62 | 2065 | 83557.8
60 | 62 | 2065 | 9772.2
60 | 62 | 2065 | 102127.725
60 | 62 | 2065 | 105234.15
60 | 62 | 2065 | 96395.25
60 | 62 | 2065 | 106547.175
60 | 62 | 2065 | 83091.15
60 | 62 | 2065 | 72216.375
60 | 62 | 2065 | 80703
60 | 62 | 2065 | 44546.775
60 | 62 | 2065 | 72216.375
60 | 62 | 2065 | 24947.475
60 | 62 | 2065 | 92872.5
60 | 62 | 2065 | 82624.5
60 | 62 | 2065 | 60856.65
60 | 62 | 2065 | 22124.7
60 | 62 | 2065 | 107283.75
60 | 62 | 2065 | 97388.025
60 | 62 | 2065 | 73497.375
60 | 62 | 2065 | 93256.8
60 | 62 | 2065 | 121566.9
60 | 62 | 2065 | 104113.275
60 | 62 | 2065 | 59593.95
60 | 62 | 2065 | 25857.9
75 | 36 | 2065 | 15200
75 | 36 | 2065 | 10513.96
75 | 36 | 2065 | 51600
75 | 36 | 2065 | 42334
75 | 36 | 2065 | 42700
75 | 36 | 2065 | 42700
75 | 36 | 2065 | 42700
75 | 36 | 2065 | 5368
75 | 36 | 2065 | 42700
75 | 36 | 2065 | 42700
75 | 36 | 2065 | 16000
75 | 36 | 2065 | 90000
75 | 36 | 2065 | 122000
75 | 36 | 2065 | 145200
75 | 36 | 2065 | 66795
75 | 36 | 2065 | 89487
75 | 54 | 2065 | 43920
75 | 67 | 2065 | 43432
75 | 54 | 2065 | 44042
75 | 67 | 2065 | 43798
75 | 67 | 2065 | 44164
75 | 75 | 2065 | 46238
75 | 75 | 2065 | 42700
75 | 75 | 2065 | 42700
75 | 75 | 2065 | 42700
75 | 75 | 2065 | 42700
75 | 76 | 2065 | 22326
75 | 100 | 2065 | 41846
75 | 53 | 2065 | 44530
75 | 71 | 2065 | 93600
75 | 71 | 2065 | 100800
75 | 53 | 2065 | 36966
75 | 53 | 2065 | 49044
75 | 53 | 2065 | 42212
75 | 100 | 2065 | 74800
75 | 100 | 2065 | 41480
75 | 100 | 2065 | 39772
75 | 100 | 2065 | 41480
75 | 100 | 2065 | 77200
75 | 72 | 2065 | 28304
75 | 54 | 2065 | 22570
75 | 53 | 2065 | 56730
75 | 53 | 2065 | 42090
75 | 54 | 2065 | 30012
75 | 54 | 2065 | 37576
75 | 72 | 2065 | 55632
75 | 54 | 2065 | 39284
75 | 72 | 2065 | 55632
75 | 72 | 2065 | 38308
75 | 67 | 2065 | 45872
75 | 67 | 2065 | 30378
75 | 67 | 2065 | 31110
75 | 67 | 2065 | 29524
75 | 67 | 2065 | 26596
75 | 67 | 2065 | 28174.68
75 | 67 | 2065 | 14291.08
75 | 54 | 2065 | 38552
75 | 54 | 2065 | 38430
75 | 54 | 2065 | 35453.2
75 | 54 | 2065 | 51972
75 | 62 | 2065 | 26222.68
75 | 62 | 2065 | 30134
75 | 54 | 2065 | 42456
75 | 67 | 2065 | 45262
75 | 67 | 2065 | 54290
75 | 67 | 2065 | 50020
75 | 67 | 2065 | 48819.52
75 | 54 | 2065 | 42456
75 | 58 | 2065 | 52094
75 | 62 | 2065 | 33306
75 | 62 | 2065 | 41602
75 | 54 | 2065 | 25742
75 | 54 | 2065 | 14518
75 | 54 | 2065 | 18422
75 | 54 | 2065 | 17324
75 | 54 | 2065 | 39650
75 | 31 | 2065 | 106400
75 | 76 | 2065 | 48922
75 | 58 | 2065 | 31720
75 | 54 | 2065 | 9394
75 | 54 | 2065 | 26230
75 | 54 | 2065 | 26108
75 | 67 | 2065 | 20309.34
75 | 67 | 2065 | 46482
75 | 58 | 2065 | 21960
75 | 58 | 2065 | 49288
75 | 100 | 2065 | 33672
75 | 100 | 2065 | 34526
75 | 100 | 2065 | 45645.08
75 | 100 | 2065 | 44286
75 | 32 | 2065 | 28304
75 | 34 | 2065 | 25498
75 | 54 | 2065 | 45750
75 | 54 | 2065 | 16470
75 | 55 | 2065 | 166000
75 | 51 | 2065 | 39040
75 | 64 | 2065 | 48556
75 | 64 | 2065 | 43188
75 | 32 | 2065 | 39650
75 | 64 | 2065 | 43188
75 | 60 | 2065 | 43432
75 | 64 | 2065 | 42456
75 | 64 | 2065 | 31110
75 | 2026 | 2065 | 42212
75 | 63 | 2065 | 49288
75 | 63 | 2065 | 20984
75 | 51 | 2065 | 39040
75 | 64 | 2065 | 48556
75 | 64 | 2065 | 43188
75 | 64 | 2065 | 43188
75 | 60 | 2065 | 41236
75 | 63 | 2065 | 3660
75 | 63 | 2065 | 49824.8
75 | 63 | 2065 | 49035.46
75 | 63 | 2065 | 48292.48
75 | 63 | 2065 | 46446.62
75 | 63 | 2065 | 44395.8
75 | 63 | 2065 | 24400
75 | 63 | 2065 | 34246.62
75 | 63 | 2065 | 27225.52
75 | 63 | 2065 | 16833.56
75 | 63 | 2065 | 48800
75 | 63 | 2065 | 32189.7
75 | 63 | 2065 | 49065.96
75 | 48 | 2065 | 22570
75 | 48 | 2065 | 47580
75 | 63 | 2065 | 17080
75 | 63 | 2065 | 27084
75 | 60 | 2065 | 47214
75 | 63 | 2065 | 37820
75 | 60 | 2065 | 42944
75 | 60 | 2065 | 38186
75 | 60 | 2065 | 44286
75 | 61 | 2065 | 17324
75 | 61 | 2065 | 44164
75 | 61 | 2065 | 7076
75 | 61 | 2065 | 35258
75 | 61 | 2065 | 47336
75 | 39 | 2065 | 42090
75 | 60 | 2065 | 38186
75 | 60 | 2065 | 33550
75 | 54 | 2065 | 26718
75 | 54 | 2065 | 8174
75 | 54 | 2065 | 35624
75 | 54 | 2065 | 27694
75 | 54 | 2065 | 28670
75 | 54 | 2065 | 37942
75 | 54 | 2065 | 37942
75 | 54 | 2065 | 58560
75 | 36 | 2065 | 169600
75 | 35 | 2066 | 132400
75 | 35 | 2066 | 120400
75 | 35 | 2066 | 20374
75 | 35 | 2066 | 114000
75 | 35 | 2066 | 68800
75 | 35 | 2066 | 35868
75 | 34 | 2067 | 28800
75 | 34 | 2067 | 16000
75 | 34 | 2067 | 16323.6
75 | 34 | 2067 | 25445.54
75 | 34 | 2067 | 18759.94
75 | 34 | 2067 | 79600
75 | 34 | 2067 | 4000
75 | 33 | 2068 | 56974
75 | 32 | 2069 | 45750
75 | 32 | 2069 | 29829
75 | 32 | 2069 | 41480
75 | 32 | 2069 | 23302
75 | 32 | 2069 | 19886
75 | 32 | 2069 | 10492
75 | 32 | 2069 | 46360
75 | 32 | 2069 | 45140
75 | 32 | 2069 | 38186
75 | 32 | 2069 | 56730
75 | 32 | 2069 | 62037
75 | 32 | 2069 | 136000
75 | 32 | 2069 | 40809
75 | 32 | 2069 | 28914
75 | 32 | 2069 | 70800
75 | 32 | 2069 | 130760
75 | 32 | 2069 | 43554
75 | 32 | 2069 | 110000
75 | 32 | 2069 | 94160
75 | 32 | 2069 | 4379.8
75 | 32 | 2069 | 40870
75 | 32 | 2069 | 10800
75 | 32 | 2069 | 48922
75 | 32 | 2069 | 18178
75 | 32 | 2069 | 48312
75 | 32 | 2069 | 42000
75 | 32 | 2069 | 160000
75 | 32 | 2069 | 160000
75 | 32 | 2069 | 48068
75 | 32 | 2069 | 160000
75 | 32 | 2069 | 32574
75 | 32 | 2069 | 3904
75 | 32 | 2069 | 9882
75 | 32 | 2069 | 24156
75 | 32 | 2069 | 34892
75 | 32 | 2069 | 30957.5
75 | 32 | 2069 | 24400
75 | 32 | 2069 | 42700
75 | 32 | 2069 | 50477.5
75 | 32 | 2069 | 91200
75 | 32 | 2069 | 74400
75 | 32 | 2069 | 91200
75 | 32 | 2069 | 42700
75 | 32 | 2069 | 96000
75 | 32 | 2069 | 29280
75 | 32 | 2069 | 62220
75 | 32 | 2069 | 96400
75 | 32 | 2069 | 55205
75 | 32 | 2069 | 40870
75 | 32 | 2069 | 73200
75 | 32 | 2069 | 106000
75 | 32 | 2069 | 148000
75 | 32 | 2069 | 106000
75 | 32 | 2069 | 76000
75 | 32 | 2069 | 30256
75 | 32 | 2069 | 46360
75 | 32 | 2069 | 120000
75 | 32 | 2069 | 39650
75 | 32 | 2069 | 5368
75 | 32 | 2069 | 27694
75 | 32 | 2069 | 32208
75 | 32 | 2069 | 13298
75 | 32 | 2069 | 28670
75 | 32 | 2069 | 112000
75 | 32 | 2069 | 30256
75 | 32 | 2069 | 30012
75 | 32 | 2069 | 37515
75 | 32 | 2069 | 64400
75 | 32 | 2069 | 18300
75 | 32 | 2069 | 52612.5
75 | 32 | 2069 | 30012
75 | 32 | 2069 | 102000
75 | 32 | 2069 | 32574
75 | 32 | 2069 | 36966
75 | 32 | 2069 | 32000
75 | 32 | 2069 | 120000
75 | 32 | 2069 | 13786
75 | 32 | 2069 | 8540
75 | 32 | 2069 | 40870
75 | 32 | 2069 | 36600
75 | 32 | 2069 | 28212.5
75 | 32 | 2069 | 21807.5
75 | 32 | 2069 | 36600
75 | 32 | 2069 | 58712.5
75 | 32 | 2069 | 116000
75 | 32 | 2069 | 26840
75 | 32 | 2069 | 53375
75 | 32 | 2069 | 52000
75 | 32 | 2069 | 92400
75 | 32 | 2069 | 10446.25
75 | 32 | 2069 | 24400
75 | 32 | 2069 | 49562.5
75 | 32 | 2069 | 34312.5
75 | 32 | 2069 | 80062.5
75 | 32 | 2069 | 82350
75 | 32 | 2069 | 76631.25
75 | 32 | 2069 | 78918.75
75 | 32 | 2069 | 47122.5
75 | 32 | 2069 | 25162.5
75 | 32 | 2069 | 32025
75 | 32 | 2069 | 74343.75
75 | 32 | 2069 | 64050
75 | 32 | 2069 | 52612.5
75 | 32 | 2069 | 94016.25
75 | 32 | 2069 | 78232.5
75 | 32 | 2069 | 89212.5
75 | 32 | 2069 | 43005
75 | 32 | 2069 | 32482.5
75 | 32 | 2069 | 22875
75 | 31 | 2070 | 23802.2
75 | 31 | 2070 | 54900
75 | 31 | 2070 | 82533
75 | 31 | 2070 | 24522
75 | 31 | 2070 | 66429
75 | 30 | 2071 | 102937.5
75 | 30 | 2071 | 54900
75 | 30 | 2071 | 65605.5
75 | 30 | 2071 | 19489.5
75 | 30 | 2071 | 158112
75 | 29 | 2072 | 33208.4
75 | 29 | 2072 | 35197
75 | 29 | 2072 | 49824.8
75 | 29 | 2072 | 34172.2
75 | 29 | 2072 | 8247.2
75 | 29 | 2072 | 2464.4
75 | 29 | 2072 | 18544
75 | 29 | 2072 | 49227
75 | 29 | 2072 | 4575
75 | 26 | 2075 | 187600
75 | 25 | 2076 | 55912.6
75 | 25 | 2076 | 35868
75 | 25 | 2076 | 1830
75 | 25 | 2076 | 13420
75 | 25 | 2076 | 28304
75 | 25 | 2076 | 34404
75 | 25 | 2076 | 47600
75 | 25 | 2076 | 4000
75 | 25 | 2076 | 12200
75 | 25 | 2076 | 28670
75 | 24 | 2077 | 610
75 | 24 | 2077 | 9394
75 | 24 | 2077 | 136604
75 | 24 | 2077 | 14000
75 | 24 | 2077 | 2000
75 | 24 | 2077 | 4800
75 | 24 | 2077 | 60000
75 | 22 | 2079 | 4562.8
75 | 22 | 2079 | 24400
75 | 22 | 2079 | 26901
90 | 32 | 2084 | 36600
90 | 32 | 2084 | 120000
90 | 32 | 2084 | 16052.76
90 | 32 | 2084 | 126400
90 | 32 | 2084 | 46360
90 | 32 | 2084 | 43554
90 | 32 | 2084 | 126000
90 | 32 | 2084 | 120000
90 | 32 | 2084 | 148400
90 | 32 | 2084 | 14000
90 | 32 | 2084 | 38400
90 | 32 | 2084 | 47600
90 | 32 | 2084 | 60800
90 | 32 | 2084 | 140000
90 | 32 | 2084 | 140000
90 | 32 | 2084 | 140000
90 | 32 | 2084 | 147200
90 | 32 | 2084 | 132400
90 | 32 | 2084 | 140800
90 | 32 | 2084 | 140400
90 | 2026 | 2084 | 15372
90 | 2026 | 2084 | 603900
90 | 32 | 2084 | 129600
90 | 32 | 2084 | 26800
90 | 32 | 2084 | 130400
90 | 32 | 2084 | 48037.5
90 | 32 | 2084 | 81200
90 | 32 | 2084 | 18300
90 | 32 | 2084 | 131600
90 | 32 | 2084 | 82000
90 | 32 | 2084 | 124000
90 | 32 | 2084 | 147200
90 | 2026 | 2084 | 568215
90 | 2026 | 2084 | 473512.5
90 | 2026 | 2084 | 1677324.93
90 | 2026 | 2084 | 439200
90 | 2026 | 2084 | 209674.08
90 | 2026 | 2084 | 305305
75 | 17 | 2084 | 44916.74
90 | 25 | 2091 | 42212
90 | 25 | 2091 | 62220
90 | 22 | 2094 | 473512.5
90 | 14 | 2102 | 69174
138580